## Introduction
Version 6.2.1 - HPNC Program - Exterior Lighting Engineering Worksheet - September 1, 2017
DESCRIPTION AND APPLICABILITY
The purpose of this Engineering Worksheet is to estimate the Demand Savings and Energy Savings for the purpose of calculating the Participant Incentives associated with implementing CDM measures in a commercial exterior lighting application. This Engineering Worksheet is not meant to be used as a design tool, and should be completed by knowledgeable practitioners.
This Engineering Worksheet is applicable to exterior lighting systems used in commercial and industrial facilities including streetlighting and roadways. This Engineering Worksheet can be used for facilities with one lighting schedule. Multiple Engineering Worksheets are required for facilities with multiple lighting schedules.
GENERAL INSTRUCTIONS
This section briefly describes each of the worksheets within this workbook. Each worksheet lists additional instructions for its data entry fields. The following legend presents the colour scheme used throughout the workbook.
| Data input required: | Input | Calculated cells: | Output
Applicant and Facility Info: - Enter Applicant and project contact information and facility or municipality information - Select the Building/Property type from the pull-down menu in row 24
Proposed System Schedule: - Enter the proposed weekly equipment schedule in the "Operating Information" table
Glossary: - Provides definitions of selected terms used in this workbook
Proposed System Assumptions: - For exterior lighting (except roadway lighting), complete Section 1 of the worksheet - For roadway and street lighting, complete Section 2 of the worksheet - For highmast roadway lighting, complete Section 3 of the worskheet - Section 4 shows the grand total connected lighting load for the proposed and associated baseline lighting systems entered in Sections 1, 2 and 3 - Enter equipment cost information for the measure, and costs associated with energy (i.e., $/kWh and $/kW) in Sections 5 and 6 of the worksheet, respectively
Outputs: - Information related to demand reduction, and energy savings are displayed - Information relating project savings to facility consumption is also displayed
DISCLAIMER:
Neither the IESO nor the LDC assume any liability or responsibility for any damages arising or resulting from the use of any information, equipment, product, method or any other process whatsoever contained in or related to this Engineering Worksheet. The use of knowledgeable practitioners for the application of the information contained herein is strongly recommended. Final eligibility and Participant Incentive payments are at the discretion of the LDC.

## Applicant and Facility Info
Version 6.2.1 - HPNC Program - Exterior Lighting Engineering Worksheet - September 1, 2017 |  |  | General Data:
|  |  | 1 | Owner
APPLICANT INFORMATION |  |  | 2 | Tenant/Leaseholder
Legal Name of Applicant:
Address/City/Postal Code: |  |  | 1 | Office
Contact Name and Title: |  |  | 2 | Retail
Day Phone Number: |  | E-mail: | 3 | Health Care
Owner/Tenant: | Please select from dropdown list | Local Distribution Company: | 4 | Multi-Residential
|  |  | 5 | Warehouse
|  |  | 6 | Agribusiness
APPLICANT REPRESENTATIVE/PROJECT CONTACT INFORMATION |  |  | 7 | Hospitality
Please enter the following information for the primary contact information for this project. This person may be contacted for any inquiries relating to the information within this workbook, or regarding the project. |  |  | 8 | Educational
Name and Title of Contact: |  |  | 10 | Industrial
Address/City/Postal Code: |  |  | 11 | Streetlighting
Day Phone Number: |  | E-mail: | 12 | No Building - Outdoor Lighting Only
|  |  | 13 | Facility Parking
|  |  | 14 | Other
FACILITY OR MUNICIPALITY INFORMATION
Enter the following information regarding your building for exterior lighting or name of municipality for streetlighting.
Building Name (if applicable):
Name of Municipality:
Address/City/Postal Code:
Building/Property Type:
If 'Other', indicate type:
Facility or Municipality Description:
3:59
4:59
5:59
6:59
7:59
8:59
9:59
10:59
11:59
12:59
13:59
14:59
15:59
16:59
17:59
18:59
19:59
20:59
21:59
22:59
23:59

## Proposed System Schedule
Version 6.2.1 - HPNC Program - Exterior Lighting Engineering Worksheet - September 1, 2017
PROPOSED OPERATING INFORMATION
Using the 24 hour 7 day table below, enter "1" if the equipment is scheduled to operate and "0" if the equipment is not scheduled to operate. Times during operation will illuminate purple. These numbers are used in energy calculations, therefore if the time falls within the hour (i.e. 7:30), use your best estimate to choose the appropriate time. If the system operates on a different schedule during the summer (June through August) then it may be required to complete a separate calculation outside of this worksheet. Please discuss with your LDC.
| Hour of Day | Sun | Mon | Tue | Wed | Thu | Fri | Sat
| 0:00-0:59 am | 0 | 0 | 0 | 0 | 0 | 0 | 0
| 1:00-1:59 am | 0 | 0 | 0 | 0 | 0 | 0 | 0
| 2:00-2:59 am | 0 | 0 | 0 | 0 | 0 | 0 | 0
| 3:00-3:59 am | 0 | 0 | 0 | 0 | 0 | 0 | 0
| 4:00-4:59 am | 0 | 0 | 0 | 0 | 0 | 0 | 0
| 5:00-5:59 am | 0 | 0 | 0 | 0 | 0 | 0 | 0
| 6:00-6:59 am | 0 | 0 | 0 | 0 | 0 | 0 | 0
| 7:00-7:59 am | 0 | 0 | 0 | 0 | 0 | 0 | 0
| 8:00-8:59 am | 0 | 0 | 0 | 0 | 0 | 0 | 0
| 9:00-9:59 am | 0 | 0 | 0 | 0 | 0 | 0 | 0
| 10:00-10:59 am | 0 | 0 | 0 | 0 | 0 | 0 | 0
| 11:00-11:59 am | 0 | 0 | 0 | 0 | 0 | 0 | 0
| 12:00-12:59 pm | 0 | 0 | 0 | 0 | 0 | 0 | 0
| 1:00-1:59 pm | 0 | 0 | 0 | 0 | 0 | 0 | 0
| 2:00-2:59 pm | 0 | 0 | 0 | 0 | 0 | 0 | 0
| 3:00-3:59 pm | 0 | 0 | 0 | 0 | 0 | 0 | 0
| 4:00-4:59 pm | 0 | 0 | 0 | 0 | 0 | 0 | 0
| 5:00-5:59 pm | 0 | 0 | 0 | 0 | 0 | 0 | 0
| 6:00-6:59 pm | 0 | 0 | 0 | 0 | 0 | 0 | 0
| 7:00-7:59 pm | 0 | 0 | 0 | 0 | 0 | 0 | 0
| 8:00-8:59 pm | 0 | 0 | 0 | 0 | 0 | 0 | 0
| 9:00-9:59 pm | 0 | 0 | 0 | 0 | 0 | 0 | 0
| 10:00-10:59 pm | 0 | 0 | 0 | 0 | 0 | 0 | 0
| 11:00-11:59 pm | 0 | 0 | 0 | 0 | 0 | 0 | 0
Statutory Holidays and Other Shutdown Times
Adjust the number of weekdays (Mon-Fri) by month that the equipment will not operate due to statutory holidays, lieu days or scheduled shutdowns. The numbers pre-populated in the table represent the default statutory holidays, per the table on the right.
| January | 1 |  |  | Ontario Statutory, Civic and Other Holidays
| February | 1 |  |  | New Years Day |  | January 1
| March | 0 |  |  | Family Day |  | 3rd Monday in February
| April | 2 |  |  | Good Friday |  | Friday before Easter Sunday
| May | 1 |  |  | Easter Monday |  | Monday after Easter Sunday
| June | 0 |  |  | Victoria Day |  | Monday before May 25
| July | 1 |  |  | Canada Day |  | July 1
| August | 1 |  |  | Civic Holiday |  | 1st Monday in August
| September | 1 |  |  | Labour Day |  | 1st Monday in September
| October | 1 |  |  | Thanksgiving Day |  | 2nd Monday in October
| November | 0 |  |  | Christmas Day |  | December 25
| December | 2 |  |  | Boxing Day |  | December 26
| TOTAL: | 11
0 | This is the typical weekly number of proposed operating hours for the equipment based on the schedule above (excluding holidays)
0 | This is the annual number of proposed operating hours for the equipment based typical weekly and holiday schedule entered

## Proposed System Assumptions
Version 6.2.1 - HPNC Program - Exterior Lighting Engineering Worksheet - September 1, 2017
SECTION 1: EXTERIOR LIGHTING (EXCEPT ROADWAY LIGHTING)
Section 1 of this worksheet applies to exterior lighting associated with a building and similar exterior areas in stand-alone applications. For roadway and street lighting, see Section 2; For high mast roadway lighting, see Section 3. Instructions: Starting in row 15 and for each exterior space, follow steps 1-3 to complete the proposed and associated baseline lighting system sections. Step 1: Specify the proposed application for the exterior lighting system using the pull-down menu in the "Exterior Area Type" column. For exterior lighting associated with a building, all building-associated exterior lighting must be included within the table in Section 1, excepting applications noted in the "Notes" section of these instructions. Note that trade-offs are allowed among the exterior lighting applications listed in Table SB 9.4.2-2-2017 of SB-10 (January 2017). ATMs and night dispensaries must be grouped by location; one location per line below. Step 2: Enter relevant areas or lengths (or alternate units) of lighted exterior spaces, entered in the "Length, Area or Number of Units" column. Step 3: Enter the proposed lighting power for each exterior area in the "Proposed Lighting Power (W)" column. The total lighting power allowance is determined as follows: Total lighting power allowance = Lighting power density allowance * relevant areas or lengths of lighted exterior spaces + 750W "base site allowance". Requirements: Applicants are required to submit lighting cut sheets and the exterior lighting layout for verification purposes. All technologies must meet applicable code, standard and regulatory requirements, including, but not limited to CSA/cUL. It is the Applicant's responsibility to ensure that the technology is suitable (i.e. provides sufficient illumination) to its intended application and to confirm that light levels of the energy efficient design meet the minimum regulatory requirements and the suggested levels for the proposed space as per the Illuminating Engineering Society's Lighting standards for Exterior Environments (IES RP-33-14) and Parking Facilities (IES RP-20-14), as applicable. All products must be legal for sale in Canada.
LED lamps and luminaires must meet at least one of the following measure approval criteria: a) The product is approved and listed on the most recent ENERGY STAR(R) Qualified Commercial Lighting List for bulbs1 or fixtures2, or b) The product is listed on the Design Lights Consortium List (DLC)3
1 ENERGY STAR(R) Bulbs: |  | http://www.energystar.gov/index.cfm?fuseaction=find_a_product.showProductGroup&pgw_code=LB
2 ENERGY STAR(R) Light Fixtures: |  | http://www.energystar.gov/index.cfm?fuseaction=find_a_product.showProductGroup&pgw_code=LTG
3 Design Lights Consortium |  | http://www.designlights.org/
Notes: Lighting used in the following exterior applications need not be included below, as it is exempt when equipped with a control device that complies with the requirements of ASHRAE 90.1-2013, Section 9.4.1.4, and is independent of the control of the nonexempt lighting: a. Lighting that is integral to signage and installed in the signage by the manufacturer b. Lighting for athletic playing areas. c. Lighting for industrial production, material handling, transportation sites, and associated storage areas. d. Theme elements in theme/amusement parks. e. Lighting used to highlight features of public monuments and registered historic landmark structures or buildings. f. Lighting for water features. Lighting used in the following exterior applications need to be included below, as it is exempt when controlled separately: a. Specialized signal, directional, and market lighting associated with transportation. b. Lighting integral to equipment or instrumentation and installed by its manufacturer. c. Lighting for theatrical purposes, including performance, stage, film production, and video production. d. Temporary lighting. e. Lighting for hazardous locations. f. Lighting for swimming pools. g. Searchlights. | [14 empty] | For section 1 |  |  |  | Conversion | 3.2808 | ft/m
Proposed Lighting System | [8 empty] | Associated Baseline Lighting System | [5 empty] | Exterior Area | Tradeable Surface (Yes/No) | Lighting Power Density (Imperial Units) | Imperial Units | Magnitude Unit - Imperial | Lighting Power Density (Metric Units) - Rounded | Metric Units | Magnitude Unit - Metric | Source |  | Lighting Power Density (Metric Units)
Exterior Area Number | Exterior Area Type | Length, Area or Number of Units | Units |  |  |  | Proposed Lighting Power (W) | Total Proposed Connected Lighting Power (kW) | Lighting Power Density Allowance | Lighting Power Allowance (W) | Lighting Power Allowance (kW) | Maximum Lighting Power (W) |  | 0.060388 | Uncovered parking areas and drives | Yes | 0.06 | W/ft2 | ft2 | 0.65 | W/m2 | m2 | January 2017 SB-10, Table SB 9.4.2-2-2017, Zone 3 |  | 0.64582
1 | Base Site Allowance | [8 empty] | 0 | 0 |  |  | 0.60961 | Walkways less than 3.05 m (10 ft) wide | Yes | 0.6 | W/linear ft | linear ft | 2 | W/linear metre | linear metres | January 2017 SB-10, Table SB 9.4.2-2-2017, Zone 3 |  | 1.9685
2 | [7 empty] | 0 |  | 0 | 0 | #N/A |  | 0.11149 | Walkways 3.05 m (10 ft) wide or greater, plaza areas, special feature areas | Yes | 0.11 | W/ft2 | ft2 | 1.2 | W/m2 | m2 | January 2017 SB-10, Table SB 9.4.2-2-2017, Zone 3 |  | 1.184
3 | [7 empty] | 0 |  | 0 | 0 | #N/A |  | 0.11149 | Plaza areas | Yes | 0.11 | W/ft2 | ft2 | 1.2 | W/m2 | m2 | January 2017 SB-10, Table SB 9.4.2-2-2017, Zone 3 |  | 1.2
4 | [7 empty] | 0 |  | 0 | 0 | #N/A |  | 0.69679 | Stairways | Yes | 0.7 | W/ft2 | ft2 | 7.5 | W/m2 | m2 | January 2017 SB-10, Table SB 9.4.2-2-2017, Zone 3 |  | 7.5346
5 | [7 empty] | 0 |  | 0 | 0 | #N/A |  | 0.13936 | Pedestrian tunnels | Yes | 0.14 | W/ft2 | ft2 | 1.5 | W/m2 | m2 | January 2017 SB-10, Table SB 9.4.2-2-2017, Zone 3 |  | 1.5069
6 | [7 empty] | 0 |  | 0 | 0 | #N/A |  | 0.039949 | Landscaping | Yes | 0.04 | W/ft2 | ft2 | 0.43 | W/m2 | m2 | January 2017 SB-10, Table SB 9.4.2-2-2017, Zone 3 |  | 0.43055
7 | [7 empty] | 0 |  | 0 | 0 | #N/A |  | 21.0315 | Pedestrian and Vehicular Entrances and Exits | Yes | 21 | W/linear ft of door width | linear ft of door width | 69 | W/linear metre of door width | linear metres of door width | January 2017 SB-10, Table SB 9.4.2-2-2017, Zone 3 |  | 68.8968
8 | [7 empty] | 0 |  | 0 | 0 | #N/A |  | 0.50169 | Loading docks | Yes | 0.5 | W/ft2 | ft2 | 5.4 | W/m2 | m2 | January 2017 SB-10, Table SB 9.4.2-2-2017, Zone 3 |  | 1.6404
9 | [7 empty] | 0 |  | 0 | 0 | #N/A |  | 0.39949 | Entry canopies | Yes | 0.4 | W/ft2 | ft2 | 4.3 | W/m2 | m2 | January 2017 SB-10, Table SB 9.4.2-2-2017, Zone 3 |  | 4.3055
10 | [7 empty] | 0 |  | 0 | 0 | #N/A |  | 0.60388 | Sales canopies: Free standing and attached | Yes | 0.6 | W/ft2 | ft2 | 6.5 | W/m2 | m2 | January 2017 SB-10, Table SB 9.4.2-2-2017, Zone 3 |  | 6.4582
11 | [7 empty] | 0 |  | 0 | 0 | #N/A |  | 0.60388 | Outdoor sales: Open areas (including vehicle sale lots) | Yes | 0.6 | W/ft2 | ft2 | 6.5 | W/m2 | m2 | January 2017 SB-10, Table SB 9.4.2-2-2017, Zone 3 |  | 6.4582
12 | [7 empty] | 0 |  | 0 | 0 | #N/A |  | 7.0105 | Outdoor sales: Street frontage for vehicle sales lots in addition to “open area” allowance | Yes | 7 | W/linear ft | linear ft | 23 | W/linear metre | linear metres | January 2017 SB-10, Table SB 9.4.2-2-2017, Zone 3 |  | 22.9656
13 | [7 empty] | 0 |  | 0 | 0 | #N/A |  |  | Building facades - wall area method | No | 0.15 | W/ft2 for each illuminated wall or surface | ft2 for each illuminated wall or surface | 1.6 | W/m2 for each illuminated wall or surface | m2 for each illuminated wall or surface | January 2017 SB-10, Table SB 9.4.2-2-2017, Zone 3 |  | 1.6145
14 | [7 empty] | 0 |  | 0 | 0 | #N/A |  |  | Building facades - wall surface length method | No | 3.75 | W/linear ft for each illuminated wall or surface length | linear ft for each illuminated wall or surface length | 12.3 | W/linear metre for each illuminated wall or surface length | linear metres for each illuminated wall or surface length | January 2017 SB-10, Table SB 9.4.2-2-2017, Zone 3 |  | 12.303
15 | [7 empty] | 0 |  | 0 | 0 | #N/A |  |  | Automated teller machines and night depositories | No | 45 | per additional ATM per location, plus 135 W per location. | ATMs | 45 | per additional ATM per location, plus 135 W per location. | ATMs | January 2017 SB-10, Table SB 9.4.2-2-2017, Zone 3 |  | 45
16 | [7 empty] | 0 |  | 0 | 0 | #N/A |  |  | Entrances and gatehouse inspection stations at guarded facilities | No | 0.5 | W/ft2 of uncovered area (covered areas are included in the “Canopies and Overhangs” section of “Tradable Surfaces”) | ft2 of uncovered area | 5.4 | W/m2 of uncovered and uncovered area | m2 of uncovered area | January 2017 SB-10, Table SB 9.4.2-2-2017, Zone 3 |  | 5.3818
17 | [7 empty] | 0 |  | 0 | 0 | #N/A |  |  | Loading areas for law enforcement and emergency service vehicles | No | 0.35 | W/ft2 of uncovered area (covered areas are included in the “Canopies and Overhangs” section of “Tradable Surfaces”) | ft2 of uncovered area | 3.8 | W/m2 of uncovered and uncovered area | m2 of uncovered area | January 2017 SB-10, Table SB 9.4.2-2-2017, Zone 3 |  | 3.7673
18 | [7 empty] | 0 |  | 0 | 0 | #N/A |  |  | Drive-through windows/doors | No | 200 | W per drive-through | drive-throughs | 200 | W per drive-through | drive-throughs | January 2017 SB-10, Table SB 9.4.2-2-2017, Zone 3 |  | 200
19 | [7 empty] | 0 |  | 0 | 0 | #N/A |  |  | Parking near 24-hour retail entrances | No | 400 | W per main entry | main entries | 400 | W per main entry | main entries | January 2017 SB-10, Table SB 9.4.2-2-2017, Zone 3 |  | 400
20 | [7 empty] | 0 |  | 0 | 0 | #N/A
|  | Total Installed Exterior Lighting Power (kW) | [5 empty] | 0 | Total Exterior Lighting Power Allowance (kW) |  | 0
SECTION 2: ROADWAY AND STREET LIGHTING
Section 2 of this worksheet applies to roadway and street lighting typically mounted less than 20 m (65 ft) from the ground. For lighting mounted at 65 ft or higher, see Section 3 of this worksheet. Instructions: Starting in row 45 and for each exterior road type, follow steps 1-3 to complete the proposed and associated baseline lighting system sections. See the Glossary worksheet for definitions of the choices in the "Roadway or Street Type" and "Pedestrian Conflict Area Classification" drop-down menus. Step 1: Select the roadway or street type, the pedestrian conflict area classification, and the number of lanes "Roadway or Street Type", "Pedestrian Conflict Area Classification" and "Number of Lanes" columns, respectively. Step 2: Enter the roadway or street width, the luminaire spacing and the number of luminaires in the "Roadway or Street Width", "Luminaire Spacing" and "Number of Luminaires" columns, respectively. Step 3: Enter the proposed input power per luminaire in the "Proposed Input Power per Luminaire" column. The proposed input power per luminaire must be entered as the nominal lamp power for HID lamps and as the luminaire input power for LED luminaires. The total lighting power allowance is determined as follows: Total lighting power allowance = Unit power density allowance * roadway/street width * luminaire spacing * number of luminaires. Requirements: Applicants are required to submit lighting cut sheets and the exterior lighting layout for verification purposes. All technologies must meet applicable code, standard and regulatory requirements, including, but not limited to CSA/cUL. It is the Applicant's responsibility to ensure that the technology is suitable (i.e. provides sufficient illumination) to its intended application and to confirm that light levels of the energy efficiency design meet the minimum regulatory requirements and the suggested levels for the proposed space as per the Illuminating Engineering Society's Lighting standard for Roadways (ANSI/IES RP-8-14). All products must be legal for sale in Canada.
LED lamps and luminaires must meet at least one of the following measure approval criteria: a) The product is approved and listed on the most recent ENERGY STAR(R) Qualified Commercial Lighting List for bulbs1 or fixtures2, or b) The product is listed on the Design Lights Consortium List (DLC)3
1 ENERGY STAR(R) Bulbs: |  | http://www.energystar.gov/index.cfm?fuseaction=find_a_product.showProductGroup&pgw_code=LB
2 ENERGY STAR(R) Light Fixtures: |  | http://www.energystar.gov/index.cfm?fuseaction=find_a_product.showProductGroup&pgw_code=LTG
3 Design Lights Consortium |  | http://www.designlights.org/
Notes: 1. The uplight designation applies to cobra head luminaires only. 2. The unit power density allowance values for the associated baseline lighting system are based on the CSA Group's CAN/CSA-C653-13 standard. "Error" will display in the "Unit Power Density Allowance" column if your selection for type of luminaire, roadway or street type and pedestrian conflict area classification and number of lanes and uplight designation does not exist as per the CAN/CSA standard. No incentive will be provided for such exterior areas.
Proposed Lighting System | [8 empty] | Associated Baseline Lighting System
Exterior Area Number | Roadway or Street Type | Pedestrian Conflict Area Classification | Number of Lanes (Total) | Roadway or Street Width (m) | Luminaire Spacing (m) | Number of Luminaires | Proposed Input Power per Luminaire (W) | Total Proposed Connected Lighting Power (kW) | Unit Power Density Allowance (W/m2) | Lighting Power Allowance per Luminaire (W) | Total Lighting Power Allowance (kW) | Helper column - concatenate roadway or street type and pedestrian conflict area classification | Helper column - lookup UPD based on type of luminaire. Return error if entries in columns B-D are blank. | Total Proposed Connected Lighting Power (kW)
1 | [7 empty] | 0 | 0 | 0 | 0 | , pedestrian conflict area | 0 | 0
2 | [7 empty] | 0 | 0 | 0 | 0 | , pedestrian conflict area | 0 | 0
3 | [7 empty] | 0 | 0 | 0 | 0 | , pedestrian conflict area | 0 | 0
4 | [7 empty] | 0 | 0 | 0 | 0 | , pedestrian conflict area | 0 | 0
5 | [7 empty] | 0 | 0 | 0 | 0 | , pedestrian conflict area | 0 | 0
6 | [7 empty] | 0 | 0 | 0 | 0 | , pedestrian conflict area | 0 | 0
7 | [7 empty] | 0 | 0 | 0 | 0 | , pedestrian conflict area | 0 | 0
8 | [7 empty] | 0 | 0 | 0 | 0 | , pedestrian conflict area | 0 | 0
9 | [7 empty] | 0 | 0 | 0 | 0 | , pedestrian conflict area | 0 | 0
10 | [7 empty] | 0 | 0 | 0 | 0 | , pedestrian conflict area | 0 | 0
11 | [7 empty] | 0 | 0 | 0 | 0 | , pedestrian conflict area | 0 | 0
12 | [7 empty] | 0 | 0 | 0 | 0 | , pedestrian conflict area | 0 | 0
13 | [7 empty] | 0 | 0 | 0 | 0 | , pedestrian conflict area | 0 | 0
14 | [7 empty] | 0 | 0 | 0 | 0 | , pedestrian conflict area | 0 | 0
15 | [7 empty] | 0 | 0 | 0 | 0 | , pedestrian conflict area | 0 | 0
16 | [7 empty] | 0 | 0 | 0 | 0 | , pedestrian conflict area | 0 | 0
17 | [7 empty] | 0 | 0 | 0 | 0 | , pedestrian conflict area | 0 | 0
18 | [7 empty] | 0 | 0 | 0 | 0 | , pedestrian conflict area | 0 | 0
19 | [7 empty] | 0 | 0 | 0 | 0 | , pedestrian conflict area | 0 | 0
20 | [7 empty] | 0 | 0 | 0 | 0 | , pedestrian conflict area | 0 | 0
|  | Total Installed Exterior Lighting Power (kW) | [5 empty] | 0 | Total Exterior Lighting Power Allowance (kW) |  | 0
SECTION 3: HIGHMAST LUMINAIRES FOR ROADWAY LIGHTING
Section 3 of this worksheet applies to highmast luminaires for roadway lighting. As per CAN/CSA-C811-13, highmast lighting provides illumination of a large area by means of a group of luminaires that are designed to be mounted in fixed orientation at the top of a high mast, generally 20 m (65f ft) off the ground or higher. Note that this section of the worksheet applies only to roadways classified as 'Freeway Class A' as per the definition on the Glossary worksheet. Instructions: Starting in row 72 and for each freeway, follow steps 1-3 to complete the proposed and associated baseline lighting system sections. Step 1: Select the number of lanes and the pole configuration from the drop-down menus in the "Number of Lanes" and "Pole Configuration" columns, respectively. Step 2: Enter the freeway width, the luminaire spacing and the number of luminaires in the "Freeway Width" and "Luminaire Spacing" and "Number of Luminaires" columns, respectively. Step 3: Enter the proposed lighting power for each luminaire in the "Proposed Input Power per Luminaire" column. The proposed input power per luminaire must be entered as the nominal lamp power for HID lamps and as the luminaire input power for LED luminaires. The total lighting power allowance is determined as follows: Total lighting power allowance = Unit power density allowance * freeway width * luminaire spacing * number of luminaires. Requirements: Applicants are required to submit lighting cut sheets and the exterior lighting layout for verification purposes. All technologies must meet applicable code, standard and regulatory requirements, including, but not limited to CSA/cUL. It is the Applicant's responsibility to ensure that the technology is suitable (i.e. provides sufficient illumination) to its intended application and to confirm that light levels of the energy efficiency design meet the minimum regulatory requirements and the suggested levels for the proposed space as per the Illuminating Engineering Society's Lighting standards for Roadways (ANSI/IES RP-8-14). All products must be legal for sale in Canada.
Note: 1. The unit power density allowance values for the associated baseline lighting system are based on the CSA Group's CAN/CSA-C911-13 standard. "Error" will display in the "Unit Power Density Allowance" column if your selection for type of luminaire, roadway or street type and pedestrian conflict area classification and number of lanes and uplight designation does not exist as per the CAN/CSA standard. No incentive will be provided for such exterior areas.
Proposed Lighting System | [8 empty] | Associated Baseline Lighting System
Exterior Area Number | Number of Lanes | Pole Configuration |  | Freeway Width (m) | Luminaire Spacing (m) | Number of Luminaires | Proposed Input Power per Luminaire (W) | Total Proposed Connected Lighting Power (kW) | Unit Power Density Allowance (W/m2) | Lighting Power Allowance per Luminaire (W) | Lighting Power Allowance (kW) | Helper column | Helper column - lookup UPD based on type of luminaire. Return error if entries in columns B and C are blank. | Total Proposed Connected Lighting Power (kW)
1 | [7 empty] | 0 | 0 | 0 | 0 | 0 | 0 | 0
2 | [7 empty] | 0 | 0 | 0 | 0 | 0 | 0 | 0
3 | [7 empty] | 0 | 0 | 0 | 0 | 0 | 0 | 0
4 | [7 empty] | 0 | 0 | 0 | 0 | 0 | 0 | 0
5 | [7 empty] | 0 | 0 | 0 | 0 | 0 | 0 | 0
6 | [7 empty] | 0 | 0 | 0 | 0 | 0 | 0 | 0
7 | [7 empty] | 0 | 0 | 0 | 0 | 0 | 0 | 0
8 | [7 empty] | 0 | 0 | 0 | 0 | 0 | 0 | 0
9 | [7 empty] | 0 | 0 | 0 | 0 | 0 | 0 | 0
10 | [7 empty] | 0 | 0 | 0 | 0 | 0 | 0 | 0
11 | [7 empty] | 0 | 0 | 0 | 0 | 0 | 0 | 0
12 | [7 empty] | 0 | 0 | 0 | 0 | 0 | 0 | 0
13 | [7 empty] | 0 | 0 | 0 | 0 | 0 | 0 | 0
14 | [7 empty] | 0 | 0 | 0 | 0 | 0 | 0 | 0
15 | [7 empty] | 0 | 0 | 0 | 0 | 0 | 0 | 0
16 | [7 empty] | 0 | 0 | 0 | 0 | 0 | 0 | 0
17 | [7 empty] | 0 | 0 | 0 | 0 | 0 | 0 | 0
18 | [7 empty] | 0 | 0 | 0 | 0 | 0 | 0 | 0
19 | [7 empty] | 0 | 0 | 0 | 0 | 0 | 0 | 0
20 | [7 empty] | 0 | 0 | 0 | 0 | 0 | 0 | 0
|  | Total Installed Exterior Lighting Power (kW) | [5 empty] | 0 | Total Exterior Lighting Power Allowance (kW) |  | 0
SECTION 4: GRAND TOTALS
|  | Grand total installed exterior lighting power (kW) | 0 |  |  |  |  | Grand total exterior lighting power allowance (kW) | 0
SECTION 5: ECONOMIC VALUES | [14 empty] | For sections 2 and 3 | Source for all shoebox UPD values is CAN/CSA-C653-13 | [6 empty] | Source for all highmast UPD values is CAN/CSA-C811-13
|  | Blended Cost of Power ($/kWh) | [7 empty] | Estimated Monthly Demand ($/kW) | [5 empty] | UPD (W/m2) for LED luminaires | [6 empty] | UPD (W/m2) for LEDs - poles on median and LEDs - poles outside roadway
[15 empty] | Road types | 1 lane | 2 lanes | 3 lanes | 4 lanes | 5 lanes |  |  | 2 lanes on each side, poles on median barrier | 3 lanes on each side, poles on median barrier | 4 lanes on each side, poles on median barrier | 5 lanes on each side, poles on median barrier | 2 lanes on each side, poles outside roadway | 3 lanes on each side, poles outside roadway | 4 lanes on each side, poles outside roadway | 5 lanes on each side, poles outside roadway
[15 empty] | Freeway Class A | 0.69 | 0.41 | 0.4 | 0.3 | 0.28 |  |  | 0.26 | 0.24 | 0.22 | 0.19 | 0.83 | 0.67 | 0.51 | 0.42
SECTION 6: PROJECT COST BREAKDOWN | [14 empty] | Freeway Class B | 0.5 | Error | 0.22 | 0.21 | 0.21
Costs which are eligible to be included in determining applicable Participant Incentives must be directly related to the procurement and implementation of the Eligible Measures and are limited to the following list. Enter the Eligible Costs below as applicable covering all measures in this worksheet. Please note that a zone multiplier does not apply here. | [14 empty] | Expressway, high pedestrian conflict area | Error | Error | 0.43 | 0.39 | 0.38
|  | Total costs of the equipment purchased (not including spare parts) | [12 empty] | Expressway, medium pedestrian conflict area | Error | Error | 0.35 | 0.32 | 0.3
|  | Total costs of labour for the installation of the equipment by suppliers | [12 empty] | Expressway, low pedestrian conflict area | Error | Error | 0.28 | 0.27 | 0.22
|  | Total costs of inspections of the Project as may be required pursuant to Laws and Regulations | [12 empty] | Major, high pedestrian conflict area | Error | 0.61 | 0.47 | 0.4 | 0.38
0 |  | TOTAL ELIGIBLE COSTS FOR THE PROJECT | [12 empty] | Major, medium pedestrian conflict area | Error | 0.47 | 0.34 | 0.28 | 0.28
For certainty, costs which are not eligible to be included in Eligible Costs include: (i) any costs that are not third party costs or that are internal costs of the Participant, including costs of the Participant’s labour, service, administration or overhead; (ii) financing costs of the Participant; (iii) related insurance costs of the Participant; (iv) costs associated with post-installation maintenance or service contracts; (v) costs of spare parts, spare equipment or other inventories; (vi) purchase or lease of tools for installation of equipment; (vii) HST; and (viii) a portion of the costs of Eligible Measures that have been or will be received from financial incentives generally funded by energy ratepayers or taxpayers in the Province of Ontario (other than funding principally directed to Social Housing Providers if, combined with the Participant Incentive, such funding does not exceed the actual cost of the Project) or rebates from manufacturers or wholesalers or other supply chain participants. Note: Capitalized terms above are as defined in the Participant Agreement | [14 empty] | Major, low pedestrian conflict area | Error | 0.31 | 0.22 | 0.24 | 0.21
[15 empty] | Collector, high pedestrian conflict area | Error | 0.36 | 0.34 | 0.33 | 0.25
[15 empty] | Collector, medium pedestrian conflict area | Error | 0.25 | 0.25 | 0.23 | 0.19
[15 empty] | Collector, low pedestrian conflict area | Error | 0.23 | 0.16 | 0.14 | 0.16
[15 empty] | Local, high pedestrian conflict area | 0.4 | 0.23 | 0.2 | Error | Error
[15 empty] | Local, medium pedestrian conflict area | 0.35 | 0.23 | 0.18 | Error | Error
[15 empty] | Local, low pedestrian conflict area | 0.26 | 0.16 | 0.11 | Error | Error
[15 empty] | Named Range: Roads | Named Range: Lanes |  | Named Range: Highmast_Lanes | Named Range: Ped_Conflict |  | Named Range: Config
[15 empty] | Freeway Class A | 1 lane |  | 2 lanes on each side | Low |  | Poles on median barrier
[15 empty] | Freeway Class B | 2 lanes |  | 3 lanes on each side | Medium |  | Poles outside roadway
[15 empty] | Expressway | 3 lanes |  | 4 lanes on each side | High
[15 empty] | Major | 4 lanes |  | 5 lanes on each side
[15 empty] | Collector | 5 lanes
Local

## Outputs
Version 6.2.1 - HPNC Program - Exterior Lighting Engineering Worksheet - September 1, 2017
PROJECT ENGINEERING ESTIMATES
This section highlights the demand and energy consumption for the Base Case and Energy Efficient Case. From this data, the Energy Savings and Demand Savings associated with implementing the energy efficient option are calculated.
|  | Base Case Measure | Energy Efficient Case Measure | Savings Summary
| Maximum Summer Peak Period Demand (kW) | 0 | 0 | 0 | (Occurs During Summer On-Peak Period)
| Average Summer Peak Demand (kW) | 0 | 0 | 0 | (Summer On-Peak Energy/On-Peak Hours)
| Average to Maximum Ratio (%) | N/A | N/A | N/A
| Maximum Winter Peak Period Demand (kW) | 0 | 0 | 0 | (Occurs During Winter On-Peak Period)
| Average Winter Peak Demand (kW) | 0 | 0 | 0 | (Winter On-Peak Energy/On-Peak Hours)
| Average to Maximum Ratio (%) | N/A | N/A | N/A
| Annual Electricity Consumption (kWh) | 0 | 0 | 0
PROJECT ECONOMICS
Based on cost information, entered by the user, along with incentive amounts, the project economics are summarized.
Assumed Blended Electricity Rate ($/kWh): |  |  | 0
Assumed Demand Rate ($/kW) |  |  | 0
Estimated Annual Energy Savings ($/year): |  |  | 0
Other Savings (Cost) ($/year): |  |  | 0
Estimated Total Annual Savings ($/year): |  |  | 0
Demand Savings1(kW) for the purpose of calculating the Participant Incentive |  |  | 0 | NOTE: These values must match online with Save on Energy NEW CONSTRUCTION Program Application under the Site and Project Details of the Custom Approach - Demand (kW) and Energy (kWh) Savings
Energy Savings2 (kWh) for the purpose of calculating the Participant Incentive |  |  | 0
Total Eligible Costs for the Project($): |  |  | 0
Calculated kW Participant Incentive ($400/kW of Demand Savings) |  |  | 0
Calculated kWh Participant Incentive ($0.05/kWh of Energy Savings) |  |  | 0
Estimated Participant Incentive Amount3,4: |  |  | 0
Simple Payback (without Participant Incentive) |  |  | 0
Simple Payback (with Participant Incentive) |  |  | 0
LDC QC & DIAGNOSTICS
This section displays some checks that can be used to identify if the savings calculated are realistic, with respect to the facility consumption
Has Building/Property Type Been Selected? |  |  | No
LDC Average to Maximum Threshold Level (%) |  |  | 50%
Actual Average to Maximum Threshold Level (%) |  |  | N/A
Average to Maximum Ratio exceeds Average to Maximum Threshold Level: |  |  | YES
CONDITIONS AND DISCLAIMERS
Note 1: Demand Savings (kW) are the average load reduction in electricity demand between the Base Case and the Energy Efficient Case occurring in between 1 pm to 7 pm on business days, June 1 through August 31. For Measures that are weather dependent, Demand Savings shall be considered as occurring at peak design load conditions.
Note 2: Energy Savings (kWh) are those electricity savings achieved over the course of the first year after the completion of a Project.
Note 3: Estimated Participant Incentive Amount for this Engineering Worksheet is calculated as the maximum of Calculated kW Participant Incentive and Calculated kWh Participant Incentive.
Note 4: The Participant Incentive Amount indicated in this Engineering Worksheet is added up to the Prescriptive and Custom Incentive Amounts, if there are any. Likewise, the Project Cost in this Engineering Worksheet is added up to the Prescriptive and Custom Project Costs, if there are any, summing it up to the Total Project Cost which would, in turn, serve as the basis for the 50% Project Cost Cap.

## Glossary
Version 6.2.1 - HPNC Program - Exterior Lighting Engineering Worksheet - September 1, 2017
GLOSSARY OF TERMS
Definition of roadway lighting terms used in this workbook, as per CAN/CSA-C653-13 and CAN/CSA-C811-13. Roadways: Expressway - a divided roadway with partial control of access Freeway Class A - a divided roadway with full control of access, great visual complexity and high traffic volumes Freeway Class B - all other divided roadways with full control of access Major - the part of the roadway system that serves as the principal network for through-traffic flow. Major streets connect areas of principal traffic generation and important rural roadways entering and leaving the city. Major streets are often referred to as arterials, thoroughfares or preferentials. Streets: Collector - streets used mainly for traffic movements within residential, commercial and industrial areas. Collector streets do not handle long through-trips, but they may be used for truck or bus movements and give direct service to abutting properties. Local - streets used primary for direct access to residential, commercial, industrial, or other abutting property. Local streets make up a large percentage of the total street system, but carry a small proportion of vehicular traffic. Type of Luminaire: Cobra head: a common type of roadway luminaire designed to mount horizontally on an arm, whose shape resembles the head of a cobra. Shoe box: a common type of roadway luminaire, designed to mount horizontally on an arm, whose shape is cubical or cylindrical. Highmast: a common type of freeway luminaire, designed to be mounted in fixed orientation at the top of a high mast, generally 20m (65ft.) or higher. Pedestrian conflict area classifications: classification describing the vehicle/pedestrian night time interaction. These classifications of pedestrian night activity levels and the types of land use with which they are typically associated are as follows: High - areas where a significant number of pedestrians is expected to be on the sidewalks or crossing the streets during darkness (e.g. downtown retail areas, areas near theatres, concert halls, stadiums and transit terminals). Medium - areas where a lesser number of pedestrians utilize the streets at night (e.g. downtown office areas, blocks with libraries, apartments, neighbourhood shopping, industrial parks, and streets with transit lines). Low - areas where a lesser number of pedestrians in any of the cited roadway classifications but are typified by suburban single family streets, very low density residential developments, and rural or semi-rural areas.

## LDC Outputs (hidden)
ENERGY AND DEMAND SAVINGS
Proposed CDM Case
Proposed CDM Case Maximum Summer Peak Period Demand (kW) |  |  |  | 0 | (Occurs During Summer On-Peak Period)
Proposed CDM Case Average Summer Peak Demand (kW) |  |  |  | 0 | (Summer On-Peak Energy/On-Peak Hours)
Average to Maximum Ratio (%) |  |  |  | N/A
Proposed CDM Case Maximum Winter Peak Period Demand (kW) |  |  |  | 0 | (Occurs During Winter On-Peak Period)
Proposed CDM Case Average Winter Peak Demand (kW) |  |  |  | 0 | (Winter On-Peak Energy/On-Peak Hours)
Average to Maximum Ratio (%) |  |  |  | N/A
Proposed CDM Case Annual Electrity Consumption (kWh) |  |  |  | 0
Proposed CDM Case Annual Electrity Consumption By Time of Use Period (kWh and %):
UNIT | WINTER |  |  | SUMMER |  |  | SHOULDER |  | TOTAL
| ON-PEAK | MID-PEAK | OFF-PEAK | ON-PEAK | MID-PEAK | OFF-PEAK | MID-PEAK | OFF-PEAK
kWh | 0 |  | 0 | 0 |  | 0 |  | 0 | 0
% | #DIV/0! |  | #DIV/0! | #DIV/0! |  | #DIV/0! |  | #DIV/0! | #DIV/0!
Baseline Case
Baseline Maximum Summer Peak Period Demand (kW) |  |  |  | 0 | (Occurs During Summer On-Peak Period)
Baseline Average Summer Peak Demand (kW) |  |  |  | 0 | (Summer On-Peak Energy/On-Peak Hours)
Average to Maximum Ratio (%) |  |  |  | N/A
Baseline Maximum Winter Peak Period Demand (kW) |  |  |  | 0 | (Occurs During Winter On-Peak Period)
Baseline Average Winter Peak Demand (kW) |  |  |  | 0 | (Winter On-Peak Energy/On-Peak Hours)
Average to Maximum Ratio (%) |  |  |  | N/A
Baseline Annual Electrity Consumption (kWh) |  |  |  | 0
Baseline Annual Electrity Consumption By Time of Use Period (kWh and %):
UNIT | WINTER |  |  | SUMMER |  |  | SHOULDER |  | TOTAL
| ON-PEAK | MID-PEAK | OFF-PEAK | ON-PEAK | MID-PEAK | OFF-PEAK | MID-PEAK | OFF-PEAK
kWh | 0 |  | 0 | 0 |  | 0 |  | 0 | 0
% | #DIV/0! |  | #DIV/0! | #DIV/0! |  | #DIV/0! |  | #DIV/0! | #DIV/0!
Savings Summary
Maximum Summer Peak Period Demand Savings (kW) |  |  |  | 0
Average Summer Peak Demand Savings (kW) |  |  |  | 0
Average to Maximum Ratio (%) |  |  |  | N/A
Maximum Winter Peak Period Demand Savings (kW) |  |  |  | 0
Average Winter Peak Demand Savings (kW) |  |  |  | 0
Average to Maximum Ratio (%) |  |  |  | N/A
Annual Electrity Savings (kWh) |  |  |  | 0
Annual Electrity Savings By Time of Use Period (kWh and %):
UNIT | WINTER |  |  | SUMMER |  |  | SHOULDER |  | TOTAL
| ON-PEAK | MID-PEAK | OFF-PEAK | ON-PEAK | MID-PEAK | OFF-PEAK | MID-PEAK | OFF-PEAK
kWh | 0 |  | 0 | 0 |  | 0 |  | 0 | 0
% | #DIV/0! |  | #DIV/0! | #DIV/0! |  | #DIV/0! |  | #DIV/0! | #DIV/0!
PROJECT ECONOMICS
Assumed Blended Electricity Rate ($/kWh): |  |  | 0 |  | Total Project Cost ($): |  |  | 0
Assumed Demand Rate ($/kW) |  |  | 0 |  | Incentive at | 400 | $/kW | 0
[5 empty] | Incentive at | 0.05 | $/kWh | 0
Estimated Annual Energy Savings ($/year): |  |  | 0 |  | Incentive at | 50% | % of eigible costs | 0
Estimated Annual Demand Savings ($/year): |  |  | 0 |  | Actual Incentive Amount ($): |  |  | 0
Estimated Total Annual Savings ($/year): |  |  | 0
[5 empty] | Simple Payback (without Incentive): |  |  | 0
[5 empty] | Simple Payback (with Incentive): |  |  | 0
LDC QC & DIAGNOSTICS
Percent of Facility Summer Peak Demand (%) |  |  | -
Average Savings as a Percent of Summer Peak Demand |  |  | -
Percent of Facility Winter Peak Demand |  |  | -
Percent of Facility Winter Peak Demand |  |  | -
Percent of Facility Total Annual Electricity Consumption |  |  | -
OPA Average to Maximum Threshold Level (%) |  |  | 50%
Project Peak Summer demand exceeds Threshold Level? |  |  | YES
Note on G63: Author: Incentive amount can be adjusted here.

## LDC EquipmentSchedule (hidden)
OPERATING INFORMATION
Using the 24 hour 7 day table below, enter 1 if the equipment is scheduled to operate and 0 if the equipment is not scheduled to operate. (Operating times will illuminate in yellow) | [10 empty] | LDC PAGE
Hour of Day | Sun | Mon | Tue | Wed | Thu | Fri | Sat |  | Summer Peak Period |  |  | January | 1 | 36:00 | 0
0:00-0:59 am | 0 | 0 | 0 | 0 | 0 | 0 | 0 |  | Start Month | June | 6 | February | 2 | 25:00 | 1
1:00-1:59 am | 0 | 0 | 0 | 0 | 0 | 0 | 0 |  | End Month | August | 8 | March | 3 | 26:00 | 2
2:00-2:59 am | 0 | 0 | 0 | 0 | 0 | 0 | 0 |  | Start Time | 37:00 | 13 | April | 4 | 27:00 | 3
3:00-3:59 am | 0 | 0 | 0 | 0 | 0 | 0 | 0 |  | End Time | 43:00 | 19 | May | 5 | 28:00 | 4
4:00-4:59 am | 0 | 0 | 0 | 0 | 0 | 0 | 0 |  |  |  |  | June | 6 | 29:00 | 5
5:00-5:59 am | 0 | 0 | 0 | 0 | 0 | 0 | 0 |  |  |  |  | July | 7 | 30:00 | 6
6:00-6:59 am | 0 | 0 | 0 | 0 | 0 | 0 | 0 |  |  |  |  | August | 8 | 31:00 | 7
7:00-7:59 am | 0 | 0 | 0 | 0 | 0 | 0 | 0 |  | Winter Peak Period |  |  | September | 9 | 32:00 | 8
8:00-8:59 am | 0 | 0 | 0 | 0 | 0 | 0 | 0 |  | Start Month | December | 12 | October | 10 | 33:00 | 9
9:00-9:59 am | 0 | 0 | 0 | 0 | 0 | 0 | 0 |  | End Month | February | 2 | November | 11 | 34:00 | 10
10:00-10:59 am | 0 | 0 | 0 | 0 | 0 | 0 | 0 |  | Start Time | 42:00 | 18 | December | 12 | 35:00 | 11
11:00-11:59 am | 0 | 0 | 0 | 0 | 0 | 0 | 0 |  | End Time | 44:00 | 20 |  |  | 36:00 | 12
12:00-12:59 pm | 0 | 0 | 0 | 0 | 0 | 0 | 0 | [6 empty] | 37:00 | 13
1:00-1:59 pm | 0 | 0 | 0 | 0 | 0 | 0 | 0 | [6 empty] | 38:00 | 14
2:00-2:59 pm | 0 | 0 | 0 | 0 | 0 | 0 | 0 | [6 empty] | 39:00 | 15
3:00-3:59 pm | 0 | 0 | 0 | 0 | 0 | 0 | 0 | [6 empty] | 40:00 | 16
4:00-4:59 pm | 0 | 0 | 0 | 0 | 0 | 0 | 0 | [6 empty] | 41:00 | 17
5:00-5:59 pm | 0 | 0 | 0 | 0 | 0 | 0 | 0 | [6 empty] | 42:00 | 18
6:00-6:59 pm | 0 | 0 | 0 | 0 | 0 | 0 | 0 | [6 empty] | 43:00 | 19
7:00-7:59 pm | 0 | 0 | 0 | 0 | 0 | 0 | 0 | [6 empty] | 44:00 | 20
8:00-8:59 pm | 0 | 0 | 0 | 0 | 0 | 0 | 0 | [6 empty] | 45:00 | 21
9:00-9:59 pm | 0 | 0 | 0 | 0 | 0 | 0 | 0 | [6 empty] | 46:00 | 22
10:00-10:59 pm | 0 | 0 | 0 | 0 | 0 | 0 | 0 | [6 empty] | 47:00 | 23
11:00-11:59 pm | 0 | 0 | 0 | 0 | 0 | 0 | 0
Enter the number of Weekdays (Mon-Fri) by month that the equipment is not operating due to Statutory Holidays, Lieu Days or Scheduled Shutdowns.
January | 1
February | 1
March | 0
April | 2
May | 1
June | 0
July | 1
August | 1
September | 1
October | 1
November | 0
December | 2
11
0 | This is the weekly number of operating hours for the equipment based on the schedule above
0 | This is the annual number of operating hours for the equipment based on the schedule above
FOR LDC USE | [10 empty] | Season | Holiday Adjustment Days | Customer Peak Hours | Customer Off Peak Hours
| Winter Peak | Winter Mid Peak | Winter Off Peak | Shoulder Season | Summer Peak | Summer Mid Peak | Summer Off Peak |  |  |  | Summer | 2 | 0 | 0
Available Hours | 126 |  | 2034 | 4392 | 396 |  | 1812 | 8760 |  |  | Winter | 4 | 0 | 0
Gross Operating Hours | 0 |  | 0 | 0 | 0 |  | 0 | 0 |  |  | Shoulder | 5 | 0 | 0
Holiday Adjustment | 0 |  | 0 | 0 | 0 |  | 0 | [10 empty] | Average Summer Peak Demand Savings: | 0
Net Operating Hours | 0 |  | 0 | 0 | 0 |  | 0 | 0 | [9 empty] | Average Winter Peak Demand Savings: | 0
%Coincidental Hours | 0% |  | 0% | 0% | 0% |  | 0% | 0%
Jan 1st Day of Week: | 7 |  | Leap Year? (y/n) | n
(Monday=1) | [6 empty] | Available Hours | [5 empty] | Actual Operating Hours
[7 empty] | 126 | 2034 | 4392 | 396 | 1812 | 8760 | 0 | 0 | 0 | 0 | 0 | 0 | 0 | Non-Leap Year |  | Leap Year
HofY | DofY | MofY | DofM | HofD | weekday | Actual Operating Hours | Winter Peak | Winter off Peak | Shoulder Season | Summer on Peak | Summer off Peak | Total Hours | Winter Peak Operating | Winter Off Peak Operating | Shoulder Operating | Summer Peak Operating | Summer Off Peak Operating | Winter Load Reduction | Summer Load Reduction | MofY | DofM | MofY | DofM
1 | 1 | 1 | 1 | 1 | 0 | 0 | 0 | 1 | 0 | 0 | 0 | 1 | 0 | 0 | 0 | 0 | 0 | 0 | 0 | 1 | 1 | 1 | 1
2 | 1 | 1 | 1 | 2 | 0 | 0 | 0 | 1 | 0 | 0 | 0 | 1 | 0 | 0 | 0 | 0 | 0 | 0 | 0 | 1 | 1 | 1 | 1
3 | 1 | 1 | 1 | 3 | 0 | 0 | 0 | 1 | 0 | 0 | 0 | 1 | 0 | 0 | 0 | 0 | 0 | 0 | 0 | 1 | 1 | 1 | 1
4 | 1 | 1 | 1 | 4 | 0 | 0 | 0 | 1 | 0 | 0 | 0 | 1 | 0 | 0 | 0 | 0 | 0 | 0 | 0 | 1 | 1 | 1 | 1
5 | 1 | 1 | 1 | 5 | 0 | 0 | 0 | 1 | 0 | 0 | 0 | 1 | 0 | 0 | 0 | 0 | 0 | 0 | 0 | 1 | 1 | 1 | 1
6 | 1 | 1 | 1 | 6 | 0 | 0 | 0 | 1 | 0 | 0 | 0 | 1 | 0 | 0 | 0 | 0 | 0 | 0 | 0 | 1 | 1 | 1 | 1
7 | 1 | 1 | 1 | 7 | 0 | 0 | 0 | 1 | 0 | 0 | 0 | 1 | 0 | 0 | 0 | 0 | 0 | 0 | 0 | 1 | 1 | 1 | 1
8 | 1 | 1 | 1 | 8 | 0 | 0 | 0 | 1 | 0 | 0 | 0 | 1 | 0 | 0 | 0 | 0 | 0 | 0 | 0 | 1 | 1 | 1 | 1
9 | 1 | 1 | 1 | 9 | 0 | 0 | 0 | 1 | 0 | 0 | 0 | 1 | 0 | 0 | 0 | 0 | 0 | 0 | 0 | 1 | 1 | 1 | 1
10 | 1 | 1 | 1 | 10 | 0 | 0 | 0 | 1 | 0 | 0 | 0 | 1 | 0 | 0 | 0 | 0 | 0 | 0 | 0 | 1 | 1 | 1 | 1
11 | 1 | 1 | 1 | 11 | 0 | 0 | 0 | 1 | 0 | 0 | 0 | 1 | 0 | 0 | 0 | 0 | 0 | 0 | 0 | 1 | 1 | 1 | 1
12 | 1 | 1 | 1 | 12 | 0 | 0 | 0 | 1 | 0 | 0 | 0 | 1 | 0 | 0 | 0 | 0 | 0 | 0 | 0 | 1 | 1 | 1 | 1
13 | 1 | 1 | 1 | 13 | 0 | 0 | 0 | 1 | 0 | 0 | 0 | 1 | 0 | 0 | 0 | 0 | 0 | 0 | 0 | 1 | 1 | 1 | 1
14 | 1 | 1 | 1 | 14 | 0 | 0 | 0 | 1 | 0 | 0 | 0 | 1 | 0 | 0 | 0 | 0 | 0 | 0 | 0 | 1 | 1 | 1 | 1
15 | 1 | 1 | 1 | 15 | 0 | 0 | 0 | 1 | 0 | 0 | 0 | 1 | 0 | 0 | 0 | 0 | 0 | 0 | 0 | 1 | 1 | 1 | 1
16 | 1 | 1 | 1 | 16 | 0 | 0 | 0 | 1 | 0 | 0 | 0 | 1 | 0 | 0 | 0 | 0 | 0 | 0 | 0 | 1 | 1 | 1 | 1
17 | 1 | 1 | 1 | 17 | 0 | 0 | 0 | 1 | 0 | 0 | 0 | 1 | 0 | 0 | 0 | 0 | 0 | 0 | 0 | 1 | 1 | 1 | 1
18 | 1 | 1 | 1 | 18 | 0 | 0 | 0 | 1 | 0 | 0 | 0 | 1 | 0 | 0 | 0 | 0 | 0 | 0 | 0 | 1 | 1 | 1 | 1
19 | 1 | 1 | 1 | 19 | 0 | 0 | 0 | 1 | 0 | 0 | 0 | 1 | 0 | 0 | 0 | 0 | 0 | 0 | 0 | 1 | 1 | 1 | 1
20 | 1 | 1 | 1 | 20 | 0 | 0 | 0 | 1 | 0 | 0 | 0 | 1 | 0 | 0 | 0 | 0 | 0 | 0 | 0 | 1 | 1 | 1 | 1
21 | 1 | 1 | 1 | 21 | 0 | 0 | 0 | 1 | 0 | 0 | 0 | 1 | 0 | 0 | 0 | 0 | 0 | 0 | 0 | 1 | 1 | 1 | 1
22 | 1 | 1 | 1 | 22 | 0 | 0 | 0 | 1 | 0 | 0 | 0 | 1 | 0 | 0 | 0 | 0 | 0 | 0 | 0 | 1 | 1 | 1 | 1
23 | 1 | 1 | 1 | 23 | 0 | 0 | 0 | 1 | 0 | 0 | 0 | 1 | 0 | 0 | 0 | 0 | 0 | 0 | 0 | 1 | 1 | 1 | 1
24 | 1 | 1 | 1 | 24 | 0 | 0 | 0 | 1 | 0 | 0 | 0 | 1 | 0 | 0 | 0 | 0 | 0 | 0 | 0 | 1 | 1 | 1 | 1
25 | 2 | 1 | 2 | 1 | 1 | 0 | 0 | 1 | 0 | 0 | 0 | 1 | 0 | 0 | 0 | 0 | 0 | 0 | 0 | 1 | 2 | 1 | 2
26 | 2 | 1 | 2 | 2 | 1 | 0 | 0 | 1 | 0 | 0 | 0 | 1 | 0 | 0 | 0 | 0 | 0 | 0 | 0 | 1 | 2 | 1 | 2
27 | 2 | 1 | 2 | 3 | 1 | 0 | 0 | 1 | 0 | 0 | 0 | 1 | 0 | 0 | 0 | 0 | 0 | 0 | 0 | 1 | 2 | 1 | 2
28 | 2 | 1 | 2 | 4 | 1 | 0 | 0 | 1 | 0 | 0 | 0 | 1 | 0 | 0 | 0 | 0 | 0 | 0 | 0 | 1 | 2 | 1 | 2
29 | 2 | 1 | 2 | 5 | 1 | 0 | 0 | 1 | 0 | 0 | 0 | 1 | 0 | 0 | 0 | 0 | 0 | 0 | 0 | 1 | 2 | 1 | 2
30 | 2 | 1 | 2 | 6 | 1 | 0 | 0 | 1 | 0 | 0 | 0 | 1 | 0 | 0 | 0 | 0 | 0 | 0 | 0 | 1 | 2 | 1 | 2
31 | 2 | 1 | 2 | 7 | 1 | 0 | 0 | 1 | 0 | 0 | 0 | 1 | 0 | 0 | 0 | 0 | 0 | 0 | 0 | 1 | 2 | 1 | 2
32 | 2 | 1 | 2 | 8 | 1 | 0 | 0 | 1 | 0 | 0 | 0 | 1 | 0 | 0 | 0 | 0 | 0 | 0 | 0 | 1 | 2 | 1 | 2
33 | 2 | 1 | 2 | 9 | 1 | 0 | 0 | 1 | 0 | 0 | 0 | 1 | 0 | 0 | 0 | 0 | 0 | 0 | 0 | 1 | 2 | 1 | 2
34 | 2 | 1 | 2 | 10 | 1 | 0 | 0 | 1 | 0 | 0 | 0 | 1 | 0 | 0 | 0 | 0 | 0 | 0 | 0 | 1 | 2 | 1 | 2
35 | 2 | 1 | 2 | 11 | 1 | 0 | 0 | 1 | 0 | 0 | 0 | 1 | 0 | 0 | 0 | 0 | 0 | 0 | 0 | 1 | 2 | 1 | 2
36 | 2 | 1 | 2 | 12 | 1 | 0 | 0 | 1 | 0 | 0 | 0 | 1 | 0 | 0 | 0 | 0 | 0 | 0 | 0 | 1 | 2 | 1 | 2
37 | 2 | 1 | 2 | 13 | 1 | 0 | 0 | 1 | 0 | 0 | 0 | 1 | 0 | 0 | 0 | 0 | 0 | 0 | 0 | 1 | 2 | 1 | 2
38 | 2 | 1 | 2 | 14 | 1 | 0 | 0 | 1 | 0 | 0 | 0 | 1 | 0 | 0 | 0 | 0 | 0 | 0 | 0 | 1 | 2 | 1 | 2
39 | 2 | 1 | 2 | 15 | 1 | 0 | 0 | 1 | 0 | 0 | 0 | 1 | 0 | 0 | 0 | 0 | 0 | 0 | 0 | 1 | 2 | 1 | 2
40 | 2 | 1 | 2 | 16 | 1 | 0 | 0 | 1 | 0 | 0 | 0 | 1 | 0 | 0 | 0 | 0 | 0 | 0 | 0 | 1 | 2 | 1 | 2
41 | 2 | 1 | 2 | 17 | 1 | 0 | 0 | 1 | 0 | 0 | 0 | 1 | 0 | 0 | 0 | 0 | 0 | 0 | 0 | 1 | 2 | 1 | 2
42 | 2 | 1 | 2 | 18 | 1 | 0 | 0 | 1 | 0 | 0 | 0 | 1 | 0 | 0 | 0 | 0 | 0 | 0 | 0 | 1 | 2 | 1 | 2
43 | 2 | 1 | 2 | 19 | 1 | 0 | 1 | 0 | 0 | 0 | 0 | 1 | 0 | 0 | 0 | 0 | 0 | 0 | 0 | 1 | 2 | 1 | 2
44 | 2 | 1 | 2 | 20 | 1 | 0 | 1 | 0 | 0 | 0 | 0 | 1 | 0 | 0 | 0 | 0 | 0 | 0 | 0 | 1 | 2 | 1 | 2
45 | 2 | 1 | 2 | 21 | 1 | 0 | 0 | 1 | 0 | 0 | 0 | 1 | 0 | 0 | 0 | 0 | 0 | 0 | 0 | 1 | 2 | 1 | 2
46 | 2 | 1 | 2 | 22 | 1 | 0 | 0 | 1 | 0 | 0 | 0 | 1 | 0 | 0 | 0 | 0 | 0 | 0 | 0 | 1 | 2 | 1 | 2
47 | 2 | 1 | 2 | 23 | 1 | 0 | 0 | 1 | 0 | 0 | 0 | 1 | 0 | 0 | 0 | 0 | 0 | 0 | 0 | 1 | 2 | 1 | 2
48 | 2 | 1 | 2 | 24 | 1 | 0 | 0 | 1 | 0 | 0 | 0 | 1 | 0 | 0 | 0 | 0 | 0 | 0 | 0 | 1 | 2 | 1 | 2
49 | 3 | 1 | 3 | 1 | 1 | 0 | 0 | 1 | 0 | 0 | 0 | 1 | 0 | 0 | 0 | 0 | 0 | 0 | 0 | 1 | 3 | 1 | 3
50 | 3 | 1 | 3 | 2 | 1 | 0 | 0 | 1 | 0 | 0 | 0 | 1 | 0 | 0 | 0 | 0 | 0 | 0 | 0 | 1 | 3 | 1 | 3
51 | 3 | 1 | 3 | 3 | 1 | 0 | 0 | 1 | 0 | 0 | 0 | 1 | 0 | 0 | 0 | 0 | 0 | 0 | 0 | 1 | 3 | 1 | 3
52 | 3 | 1 | 3 | 4 | 1 | 0 | 0 | 1 | 0 | 0 | 0 | 1 | 0 | 0 | 0 | 0 | 0 | 0 | 0 | 1 | 3 | 1 | 3
53 | 3 | 1 | 3 | 5 | 1 | 0 | 0 | 1 | 0 | 0 | 0 | 1 | 0 | 0 | 0 | 0 | 0 | 0 | 0 | 1 | 3 | 1 | 3
54 | 3 | 1 | 3 | 6 | 1 | 0 | 0 | 1 | 0 | 0 | 0 | 1 | 0 | 0 | 0 | 0 | 0 | 0 | 0 | 1 | 3 | 1 | 3
55 | 3 | 1 | 3 | 7 | 1 | 0 | 0 | 1 | 0 | 0 | 0 | 1 | 0 | 0 | 0 | 0 | 0 | 0 | 0 | 1 | 3 | 1 | 3
56 | 3 | 1 | 3 | 8 | 1 | 0 | 0 | 1 | 0 | 0 | 0 | 1 | 0 | 0 | 0 | 0 | 0 | 0 | 0 | 1 | 3 | 1 | 3
57 | 3 | 1 | 3 | 9 | 1 | 0 | 0 | 1 | 0 | 0 | 0 | 1 | 0 | 0 | 0 | 0 | 0 | 0 | 0 | 1 | 3 | 1 | 3
58 | 3 | 1 | 3 | 10 | 1 | 0 | 0 | 1 | 0 | 0 | 0 | 1 | 0 | 0 | 0 | 0 | 0 | 0 | 0 | 1 | 3 | 1 | 3
59 | 3 | 1 | 3 | 11 | 1 | 0 | 0 | 1 | 0 | 0 | 0 | 1 | 0 | 0 | 0 | 0 | 0 | 0 | 0 | 1 | 3 | 1 | 3
60 | 3 | 1 | 3 | 12 | 1 | 0 | 0 | 1 | 0 | 0 | 0 | 1 | 0 | 0 | 0 | 0 | 0 | 0 | 0 | 1 | 3 | 1 | 3
61 | 3 | 1 | 3 | 13 | 1 | 0 | 0 | 1 | 0 | 0 | 0 | 1 | 0 | 0 | 0 | 0 | 0 | 0 | 0 | 1 | 3 | 1 | 3
62 | 3 | 1 | 3 | 14 | 1 | 0 | 0 | 1 | 0 | 0 | 0 | 1 | 0 | 0 | 0 | 0 | 0 | 0 | 0 | 1 | 3 | 1 | 3
63 | 3 | 1 | 3 | 15 | 1 | 0 | 0 | 1 | 0 | 0 | 0 | 1 | 0 | 0 | 0 | 0 | 0 | 0 | 0 | 1 | 3 | 1 | 3
64 | 3 | 1 | 3 | 16 | 1 | 0 | 0 | 1 | 0 | 0 | 0 | 1 | 0 | 0 | 0 | 0 | 0 | 0 | 0 | 1 | 3 | 1 | 3
65 | 3 | 1 | 3 | 17 | 1 | 0 | 0 | 1 | 0 | 0 | 0 | 1 | 0 | 0 | 0 | 0 | 0 | 0 | 0 | 1 | 3 | 1 | 3
66 | 3 | 1 | 3 | 18 | 1 | 0 | 0 | 1 | 0 | 0 | 0 | 1 | 0 | 0 | 0 | 0 | 0 | 0 | 0 | 1 | 3 | 1 | 3
67 | 3 | 1 | 3 | 19 | 1 | 0 | 1 | 0 | 0 | 0 | 0 | 1 | 0 | 0 | 0 | 0 | 0 | 0 | 0 | 1 | 3 | 1 | 3
68 | 3 | 1 | 3 | 20 | 1 | 0 | 1 | 0 | 0 | 0 | 0 | 1 | 0 | 0 | 0 | 0 | 0 | 0 | 0 | 1 | 3 | 1 | 3
69 | 3 | 1 | 3 | 21 | 1 | 0 | 0 | 1 | 0 | 0 | 0 | 1 | 0 | 0 | 0 | 0 | 0 | 0 | 0 | 1 | 3 | 1 | 3
70 | 3 | 1 | 3 | 22 | 1 | 0 | 0 | 1 | 0 | 0 | 0 | 1 | 0 | 0 | 0 | 0 | 0 | 0 | 0 | 1 | 3 | 1 | 3
71 | 3 | 1 | 3 | 23 | 1 | 0 | 0 | 1 | 0 | 0 | 0 | 1 | 0 | 0 | 0 | 0 | 0 | 0 | 0 | 1 | 3 | 1 | 3
72 | 3 | 1 | 3 | 24 | 1 | 0 | 0 | 1 | 0 | 0 | 0 | 1 | 0 | 0 | 0 | 0 | 0 | 0 | 0 | 1 | 3 | 1 | 3
73 | 4 | 1 | 4 | 1 | 1 | 0 | 0 | 1 | 0 | 0 | 0 | 1 | 0 | 0 | 0 | 0 | 0 | 0 | 0 | 1 | 4 | 1 | 4
74 | 4 | 1 | 4 | 2 | 1 | 0 | 0 | 1 | 0 | 0 | 0 | 1 | 0 | 0 | 0 | 0 | 0 | 0 | 0 | 1 | 4 | 1 | 4
75 | 4 | 1 | 4 | 3 | 1 | 0 | 0 | 1 | 0 | 0 | 0 | 1 | 0 | 0 | 0 | 0 | 0 | 0 | 0 | 1 | 4 | 1 | 4
76 | 4 | 1 | 4 | 4 | 1 | 0 | 0 | 1 | 0 | 0 | 0 | 1 | 0 | 0 | 0 | 0 | 0 | 0 | 0 | 1 | 4 | 1 | 4
77 | 4 | 1 | 4 | 5 | 1 | 0 | 0 | 1 | 0 | 0 | 0 | 1 | 0 | 0 | 0 | 0 | 0 | 0 | 0 | 1 | 4 | 1 | 4
78 | 4 | 1 | 4 | 6 | 1 | 0 | 0 | 1 | 0 | 0 | 0 | 1 | 0 | 0 | 0 | 0 | 0 | 0 | 0 | 1 | 4 | 1 | 4
79 | 4 | 1 | 4 | 7 | 1 | 0 | 0 | 1 | 0 | 0 | 0 | 1 | 0 | 0 | 0 | 0 | 0 | 0 | 0 | 1 | 4 | 1 | 4
80 | 4 | 1 | 4 | 8 | 1 | 0 | 0 | 1 | 0 | 0 | 0 | 1 | 0 | 0 | 0 | 0 | 0 | 0 | 0 | 1 | 4 | 1 | 4
81 | 4 | 1 | 4 | 9 | 1 | 0 | 0 | 1 | 0 | 0 | 0 | 1 | 0 | 0 | 0 | 0 | 0 | 0 | 0 | 1 | 4 | 1 | 4
82 | 4 | 1 | 4 | 10 | 1 | 0 | 0 | 1 | 0 | 0 | 0 | 1 | 0 | 0 | 0 | 0 | 0 | 0 | 0 | 1 | 4 | 1 | 4
83 | 4 | 1 | 4 | 11 | 1 | 0 | 0 | 1 | 0 | 0 | 0 | 1 | 0 | 0 | 0 | 0 | 0 | 0 | 0 | 1 | 4 | 1 | 4
84 | 4 | 1 | 4 | 12 | 1 | 0 | 0 | 1 | 0 | 0 | 0 | 1 | 0 | 0 | 0 | 0 | 0 | 0 | 0 | 1 | 4 | 1 | 4
85 | 4 | 1 | 4 | 13 | 1 | 0 | 0 | 1 | 0 | 0 | 0 | 1 | 0 | 0 | 0 | 0 | 0 | 0 | 0 | 1 | 4 | 1 | 4
86 | 4 | 1 | 4 | 14 | 1 | 0 | 0 | 1 | 0 | 0 | 0 | 1 | 0 | 0 | 0 | 0 | 0 | 0 | 0 | 1 | 4 | 1 | 4
87 | 4 | 1 | 4 | 15 | 1 | 0 | 0 | 1 | 0 | 0 | 0 | 1 | 0 | 0 | 0 | 0 | 0 | 0 | 0 | 1 | 4 | 1 | 4
88 | 4 | 1 | 4 | 16 | 1 | 0 | 0 | 1 | 0 | 0 | 0 | 1 | 0 | 0 | 0 | 0 | 0 | 0 | 0 | 1 | 4 | 1 | 4
89 | 4 | 1 | 4 | 17 | 1 | 0 | 0 | 1 | 0 | 0 | 0 | 1 | 0 | 0 | 0 | 0 | 0 | 0 | 0 | 1 | 4 | 1 | 4
90 | 4 | 1 | 4 | 18 | 1 | 0 | 0 | 1 | 0 | 0 | 0 | 1 | 0 | 0 | 0 | 0 | 0 | 0 | 0 | 1 | 4 | 1 | 4
91 | 4 | 1 | 4 | 19 | 1 | 0 | 1 | 0 | 0 | 0 | 0 | 1 | 0 | 0 | 0 | 0 | 0 | 0 | 0 | 1 | 4 | 1 | 4
92 | 4 | 1 | 4 | 20 | 1 | 0 | 1 | 0 | 0 | 0 | 0 | 1 | 0 | 0 | 0 | 0 | 0 | 0 | 0 | 1 | 4 | 1 | 4
93 | 4 | 1 | 4 | 21 | 1 | 0 | 0 | 1 | 0 | 0 | 0 | 1 | 0 | 0 | 0 | 0 | 0 | 0 | 0 | 1 | 4 | 1 | 4
94 | 4 | 1 | 4 | 22 | 1 | 0 | 0 | 1 | 0 | 0 | 0 | 1 | 0 | 0 | 0 | 0 | 0 | 0 | 0 | 1 | 4 | 1 | 4
95 | 4 | 1 | 4 | 23 | 1 | 0 | 0 | 1 | 0 | 0 | 0 | 1 | 0 | 0 | 0 | 0 | 0 | 0 | 0 | 1 | 4 | 1 | 4
96 | 4 | 1 | 4 | 24 | 1 | 0 | 0 | 1 | 0 | 0 | 0 | 1 | 0 | 0 | 0 | 0 | 0 | 0 | 0 | 1 | 4 | 1 | 4
97 | 5 | 1 | 5 | 1 | 1 | 0 | 0 | 1 | 0 | 0 | 0 | 1 | 0 | 0 | 0 | 0 | 0 | 0 | 0 | 1 | 5 | 1 | 5
98 | 5 | 1 | 5 | 2 | 1 | 0 | 0 | 1 | 0 | 0 | 0 | 1 | 0 | 0 | 0 | 0 | 0 | 0 | 0 | 1 | 5 | 1 | 5
99 | 5 | 1 | 5 | 3 | 1 | 0 | 0 | 1 | 0 | 0 | 0 | 1 | 0 | 0 | 0 | 0 | 0 | 0 | 0 | 1 | 5 | 1 | 5
100 | 5 | 1 | 5 | 4 | 1 | 0 | 0 | 1 | 0 | 0 | 0 | 1 | 0 | 0 | 0 | 0 | 0 | 0 | 0 | 1 | 5 | 1 | 5
101 | 5 | 1 | 5 | 5 | 1 | 0 | 0 | 1 | 0 | 0 | 0 | 1 | 0 | 0 | 0 | 0 | 0 | 0 | 0 | 1 | 5 | 1 | 5
102 | 5 | 1 | 5 | 6 | 1 | 0 | 0 | 1 | 0 | 0 | 0 | 1 | 0 | 0 | 0 | 0 | 0 | 0 | 0 | 1 | 5 | 1 | 5
103 | 5 | 1 | 5 | 7 | 1 | 0 | 0 | 1 | 0 | 0 | 0 | 1 | 0 | 0 | 0 | 0 | 0 | 0 | 0 | 1 | 5 | 1 | 5
104 | 5 | 1 | 5 | 8 | 1 | 0 | 0 | 1 | 0 | 0 | 0 | 1 | 0 | 0 | 0 | 0 | 0 | 0 | 0 | 1 | 5 | 1 | 5
105 | 5 | 1 | 5 | 9 | 1 | 0 | 0 | 1 | 0 | 0 | 0 | 1 | 0 | 0 | 0 | 0 | 0 | 0 | 0 | 1 | 5 | 1 | 5
106 | 5 | 1 | 5 | 10 | 1 | 0 | 0 | 1 | 0 | 0 | 0 | 1 | 0 | 0 | 0 | 0 | 0 | 0 | 0 | 1 | 5 | 1 | 5
107 | 5 | 1 | 5 | 11 | 1 | 0 | 0 | 1 | 0 | 0 | 0 | 1 | 0 | 0 | 0 | 0 | 0 | 0 | 0 | 1 | 5 | 1 | 5
108 | 5 | 1 | 5 | 12 | 1 | 0 | 0 | 1 | 0 | 0 | 0 | 1 | 0 | 0 | 0 | 0 | 0 | 0 | 0 | 1 | 5 | 1 | 5
109 | 5 | 1 | 5 | 13 | 1 | 0 | 0 | 1 | 0 | 0 | 0 | 1 | 0 | 0 | 0 | 0 | 0 | 0 | 0 | 1 | 5 | 1 | 5
110 | 5 | 1 | 5 | 14 | 1 | 0 | 0 | 1 | 0 | 0 | 0 | 1 | 0 | 0 | 0 | 0 | 0 | 0 | 0 | 1 | 5 | 1 | 5
111 | 5 | 1 | 5 | 15 | 1 | 0 | 0 | 1 | 0 | 0 | 0 | 1 | 0 | 0 | 0 | 0 | 0 | 0 | 0 | 1 | 5 | 1 | 5
112 | 5 | 1 | 5 | 16 | 1 | 0 | 0 | 1 | 0 | 0 | 0 | 1 | 0 | 0 | 0 | 0 | 0 | 0 | 0 | 1 | 5 | 1 | 5
113 | 5 | 1 | 5 | 17 | 1 | 0 | 0 | 1 | 0 | 0 | 0 | 1 | 0 | 0 | 0 | 0 | 0 | 0 | 0 | 1 | 5 | 1 | 5
114 | 5 | 1 | 5 | 18 | 1 | 0 | 0 | 1 | 0 | 0 | 0 | 1 | 0 | 0 | 0 | 0 | 0 | 0 | 0 | 1 | 5 | 1 | 5
115 | 5 | 1 | 5 | 19 | 1 | 0 | 1 | 0 | 0 | 0 | 0 | 1 | 0 | 0 | 0 | 0 | 0 | 0 | 0 | 1 | 5 | 1 | 5
116 | 5 | 1 | 5 | 20 | 1 | 0 | 1 | 0 | 0 | 0 | 0 | 1 | 0 | 0 | 0 | 0 | 0 | 0 | 0 | 1 | 5 | 1 | 5
117 | 5 | 1 | 5 | 21 | 1 | 0 | 0 | 1 | 0 | 0 | 0 | 1 | 0 | 0 | 0 | 0 | 0 | 0 | 0 | 1 | 5 | 1 | 5
118 | 5 | 1 | 5 | 22 | 1 | 0 | 0 | 1 | 0 | 0 | 0 | 1 | 0 | 0 | 0 | 0 | 0 | 0 | 0 | 1 | 5 | 1 | 5
119 | 5 | 1 | 5 | 23 | 1 | 0 | 0 | 1 | 0 | 0 | 0 | 1 | 0 | 0 | 0 | 0 | 0 | 0 | 0 | 1 | 5 | 1 | 5
120 | 5 | 1 | 5 | 24 | 1 | 0 | 0 | 1 | 0 | 0 | 0 | 1 | 0 | 0 | 0 | 0 | 0 | 0 | 0 | 1 | 5 | 1 | 5
121 | 6 | 1 | 6 | 1 | 1 | 0 | 0 | 1 | 0 | 0 | 0 | 1 | 0 | 0 | 0 | 0 | 0 | 0 | 0 | 1 | 6 | 1 | 6
122 | 6 | 1 | 6 | 2 | 1 | 0 | 0 | 1 | 0 | 0 | 0 | 1 | 0 | 0 | 0 | 0 | 0 | 0 | 0 | 1 | 6 | 1 | 6
123 | 6 | 1 | 6 | 3 | 1 | 0 | 0 | 1 | 0 | 0 | 0 | 1 | 0 | 0 | 0 | 0 | 0 | 0 | 0 | 1 | 6 | 1 | 6
124 | 6 | 1 | 6 | 4 | 1 | 0 | 0 | 1 | 0 | 0 | 0 | 1 | 0 | 0 | 0 | 0 | 0 | 0 | 0 | 1 | 6 | 1 | 6
125 | 6 | 1 | 6 | 5 | 1 | 0 | 0 | 1 | 0 | 0 | 0 | 1 | 0 | 0 | 0 | 0 | 0 | 0 | 0 | 1 | 6 | 1 | 6
126 | 6 | 1 | 6 | 6 | 1 | 0 | 0 | 1 | 0 | 0 | 0 | 1 | 0 | 0 | 0 | 0 | 0 | 0 | 0 | 1 | 6 | 1 | 6
127 | 6 | 1 | 6 | 7 | 1 | 0 | 0 | 1 | 0 | 0 | 0 | 1 | 0 | 0 | 0 | 0 | 0 | 0 | 0 | 1 | 6 | 1 | 6
128 | 6 | 1 | 6 | 8 | 1 | 0 | 0 | 1 | 0 | 0 | 0 | 1 | 0 | 0 | 0 | 0 | 0 | 0 | 0 | 1 | 6 | 1 | 6
129 | 6 | 1 | 6 | 9 | 1 | 0 | 0 | 1 | 0 | 0 | 0 | 1 | 0 | 0 | 0 | 0 | 0 | 0 | 0 | 1 | 6 | 1 | 6
130 | 6 | 1 | 6 | 10 | 1 | 0 | 0 | 1 | 0 | 0 | 0 | 1 | 0 | 0 | 0 | 0 | 0 | 0 | 0 | 1 | 6 | 1 | 6
131 | 6 | 1 | 6 | 11 | 1 | 0 | 0 | 1 | 0 | 0 | 0 | 1 | 0 | 0 | 0 | 0 | 0 | 0 | 0 | 1 | 6 | 1 | 6
132 | 6 | 1 | 6 | 12 | 1 | 0 | 0 | 1 | 0 | 0 | 0 | 1 | 0 | 0 | 0 | 0 | 0 | 0 | 0 | 1 | 6 | 1 | 6
133 | 6 | 1 | 6 | 13 | 1 | 0 | 0 | 1 | 0 | 0 | 0 | 1 | 0 | 0 | 0 | 0 | 0 | 0 | 0 | 1 | 6 | 1 | 6
134 | 6 | 1 | 6 | 14 | 1 | 0 | 0 | 1 | 0 | 0 | 0 | 1 | 0 | 0 | 0 | 0 | 0 | 0 | 0 | 1 | 6 | 1 | 6
135 | 6 | 1 | 6 | 15 | 1 | 0 | 0 | 1 | 0 | 0 | 0 | 1 | 0 | 0 | 0 | 0 | 0 | 0 | 0 | 1 | 6 | 1 | 6
136 | 6 | 1 | 6 | 16 | 1 | 0 | 0 | 1 | 0 | 0 | 0 | 1 | 0 | 0 | 0 | 0 | 0 | 0 | 0 | 1 | 6 | 1 | 6
137 | 6 | 1 | 6 | 17 | 1 | 0 | 0 | 1 | 0 | 0 | 0 | 1 | 0 | 0 | 0 | 0 | 0 | 0 | 0 | 1 | 6 | 1 | 6
138 | 6 | 1 | 6 | 18 | 1 | 0 | 0 | 1 | 0 | 0 | 0 | 1 | 0 | 0 | 0 | 0 | 0 | 0 | 0 | 1 | 6 | 1 | 6
139 | 6 | 1 | 6 | 19 | 1 | 0 | 1 | 0 | 0 | 0 | 0 | 1 | 0 | 0 | 0 | 0 | 0 | 0 | 0 | 1 | 6 | 1 | 6
140 | 6 | 1 | 6 | 20 | 1 | 0 | 1 | 0 | 0 | 0 | 0 | 1 | 0 | 0 | 0 | 0 | 0 | 0 | 0 | 1 | 6 | 1 | 6
141 | 6 | 1 | 6 | 21 | 1 | 0 | 0 | 1 | 0 | 0 | 0 | 1 | 0 | 0 | 0 | 0 | 0 | 0 | 0 | 1 | 6 | 1 | 6
142 | 6 | 1 | 6 | 22 | 1 | 0 | 0 | 1 | 0 | 0 | 0 | 1 | 0 | 0 | 0 | 0 | 0 | 0 | 0 | 1 | 6 | 1 | 6
143 | 6 | 1 | 6 | 23 | 1 | 0 | 0 | 1 | 0 | 0 | 0 | 1 | 0 | 0 | 0 | 0 | 0 | 0 | 0 | 1 | 6 | 1 | 6
144 | 6 | 1 | 6 | 24 | 1 | 0 | 0 | 1 | 0 | 0 | 0 | 1 | 0 | 0 | 0 | 0 | 0 | 0 | 0 | 1 | 6 | 1 | 6
145 | 7 | 1 | 7 | 1 | 0 | 0 | 0 | 1 | 0 | 0 | 0 | 1 | 0 | 0 | 0 | 0 | 0 | 0 | 0 | 1 | 7 | 1 | 7
146 | 7 | 1 | 7 | 2 | 0 | 0 | 0 | 1 | 0 | 0 | 0 | 1 | 0 | 0 | 0 | 0 | 0 | 0 | 0 | 1 | 7 | 1 | 7
147 | 7 | 1 | 7 | 3 | 0 | 0 | 0 | 1 | 0 | 0 | 0 | 1 | 0 | 0 | 0 | 0 | 0 | 0 | 0 | 1 | 7 | 1 | 7
148 | 7 | 1 | 7 | 4 | 0 | 0 | 0 | 1 | 0 | 0 | 0 | 1 | 0 | 0 | 0 | 0 | 0 | 0 | 0 | 1 | 7 | 1 | 7
149 | 7 | 1 | 7 | 5 | 0 | 0 | 0 | 1 | 0 | 0 | 0 | 1 | 0 | 0 | 0 | 0 | 0 | 0 | 0 | 1 | 7 | 1 | 7
150 | 7 | 1 | 7 | 6 | 0 | 0 | 0 | 1 | 0 | 0 | 0 | 1 | 0 | 0 | 0 | 0 | 0 | 0 | 0 | 1 | 7 | 1 | 7
151 | 7 | 1 | 7 | 7 | 0 | 0 | 0 | 1 | 0 | 0 | 0 | 1 | 0 | 0 | 0 | 0 | 0 | 0 | 0 | 1 | 7 | 1 | 7
152 | 7 | 1 | 7 | 8 | 0 | 0 | 0 | 1 | 0 | 0 | 0 | 1 | 0 | 0 | 0 | 0 | 0 | 0 | 0 | 1 | 7 | 1 | 7
153 | 7 | 1 | 7 | 9 | 0 | 0 | 0 | 1 | 0 | 0 | 0 | 1 | 0 | 0 | 0 | 0 | 0 | 0 | 0 | 1 | 7 | 1 | 7
154 | 7 | 1 | 7 | 10 | 0 | 0 | 0 | 1 | 0 | 0 | 0 | 1 | 0 | 0 | 0 | 0 | 0 | 0 | 0 | 1 | 7 | 1 | 7
155 | 7 | 1 | 7 | 11 | 0 | 0 | 0 | 1 | 0 | 0 | 0 | 1 | 0 | 0 | 0 | 0 | 0 | 0 | 0 | 1 | 7 | 1 | 7
156 | 7 | 1 | 7 | 12 | 0 | 0 | 0 | 1 | 0 | 0 | 0 | 1 | 0 | 0 | 0 | 0 | 0 | 0 | 0 | 1 | 7 | 1 | 7
157 | 7 | 1 | 7 | 13 | 0 | 0 | 0 | 1 | 0 | 0 | 0 | 1 | 0 | 0 | 0 | 0 | 0 | 0 | 0 | 1 | 7 | 1 | 7
158 | 7 | 1 | 7 | 14 | 0 | 0 | 0 | 1 | 0 | 0 | 0 | 1 | 0 | 0 | 0 | 0 | 0 | 0 | 0 | 1 | 7 | 1 | 7
159 | 7 | 1 | 7 | 15 | 0 | 0 | 0 | 1 | 0 | 0 | 0 | 1 | 0 | 0 | 0 | 0 | 0 | 0 | 0 | 1 | 7 | 1 | 7
160 | 7 | 1 | 7 | 16 | 0 | 0 | 0 | 1 | 0 | 0 | 0 | 1 | 0 | 0 | 0 | 0 | 0 | 0 | 0 | 1 | 7 | 1 | 7
161 | 7 | 1 | 7 | 17 | 0 | 0 | 0 | 1 | 0 | 0 | 0 | 1 | 0 | 0 | 0 | 0 | 0 | 0 | 0 | 1 | 7 | 1 | 7
162 | 7 | 1 | 7 | 18 | 0 | 0 | 0 | 1 | 0 | 0 | 0 | 1 | 0 | 0 | 0 | 0 | 0 | 0 | 0 | 1 | 7 | 1 | 7
163 | 7 | 1 | 7 | 19 | 0 | 0 | 0 | 1 | 0 | 0 | 0 | 1 | 0 | 0 | 0 | 0 | 0 | 0 | 0 | 1 | 7 | 1 | 7
164 | 7 | 1 | 7 | 20 | 0 | 0 | 0 | 1 | 0 | 0 | 0 | 1 | 0 | 0 | 0 | 0 | 0 | 0 | 0 | 1 | 7 | 1 | 7
165 | 7 | 1 | 7 | 21 | 0 | 0 | 0 | 1 | 0 | 0 | 0 | 1 | 0 | 0 | 0 | 0 | 0 | 0 | 0 | 1 | 7 | 1 | 7
166 | 7 | 1 | 7 | 22 | 0 | 0 | 0 | 1 | 0 | 0 | 0 | 1 | 0 | 0 | 0 | 0 | 0 | 0 | 0 | 1 | 7 | 1 | 7
167 | 7 | 1 | 7 | 23 | 0 | 0 | 0 | 1 | 0 | 0 | 0 | 1 | 0 | 0 | 0 | 0 | 0 | 0 | 0 | 1 | 7 | 1 | 7
168 | 7 | 1 | 7 | 24 | 0 | 0 | 0 | 1 | 0 | 0 | 0 | 1 | 0 | 0 | 0 | 0 | 0 | 0 | 0 | 1 | 7 | 1 | 7
169 | 8 | 1 | 8 | 1 | 0 | 0 | 0 | 1 | 0 | 0 | 0 | 1 | 0 | 0 | 0 | 0 | 0 | 0 | 0 | 1 | 8 | 1 | 8
170 | 8 | 1 | 8 | 2 | 0 | 0 | 0 | 1 | 0 | 0 | 0 | 1 | 0 | 0 | 0 | 0 | 0 | 0 | 0 | 1 | 8 | 1 | 8
171 | 8 | 1 | 8 | 3 | 0 | 0 | 0 | 1 | 0 | 0 | 0 | 1 | 0 | 0 | 0 | 0 | 0 | 0 | 0 | 1 | 8 | 1 | 8
172 | 8 | 1 | 8 | 4 | 0 | 0 | 0 | 1 | 0 | 0 | 0 | 1 | 0 | 0 | 0 | 0 | 0 | 0 | 0 | 1 | 8 | 1 | 8
173 | 8 | 1 | 8 | 5 | 0 | 0 | 0 | 1 | 0 | 0 | 0 | 1 | 0 | 0 | 0 | 0 | 0 | 0 | 0 | 1 | 8 | 1 | 8
174 | 8 | 1 | 8 | 6 | 0 | 0 | 0 | 1 | 0 | 0 | 0 | 1 | 0 | 0 | 0 | 0 | 0 | 0 | 0 | 1 | 8 | 1 | 8
175 | 8 | 1 | 8 | 7 | 0 | 0 | 0 | 1 | 0 | 0 | 0 | 1 | 0 | 0 | 0 | 0 | 0 | 0 | 0 | 1 | 8 | 1 | 8
176 | 8 | 1 | 8 | 8 | 0 | 0 | 0 | 1 | 0 | 0 | 0 | 1 | 0 | 0 | 0 | 0 | 0 | 0 | 0 | 1 | 8 | 1 | 8
177 | 8 | 1 | 8 | 9 | 0 | 0 | 0 | 1 | 0 | 0 | 0 | 1 | 0 | 0 | 0 | 0 | 0 | 0 | 0 | 1 | 8 | 1 | 8
178 | 8 | 1 | 8 | 10 | 0 | 0 | 0 | 1 | 0 | 0 | 0 | 1 | 0 | 0 | 0 | 0 | 0 | 0 | 0 | 1 | 8 | 1 | 8
179 | 8 | 1 | 8 | 11 | 0 | 0 | 0 | 1 | 0 | 0 | 0 | 1 | 0 | 0 | 0 | 0 | 0 | 0 | 0 | 1 | 8 | 1 | 8
180 | 8 | 1 | 8 | 12 | 0 | 0 | 0 | 1 | 0 | 0 | 0 | 1 | 0 | 0 | 0 | 0 | 0 | 0 | 0 | 1 | 8 | 1 | 8
181 | 8 | 1 | 8 | 13 | 0 | 0 | 0 | 1 | 0 | 0 | 0 | 1 | 0 | 0 | 0 | 0 | 0 | 0 | 0 | 1 | 8 | 1 | 8
182 | 8 | 1 | 8 | 14 | 0 | 0 | 0 | 1 | 0 | 0 | 0 | 1 | 0 | 0 | 0 | 0 | 0 | 0 | 0 | 1 | 8 | 1 | 8
183 | 8 | 1 | 8 | 15 | 0 | 0 | 0 | 1 | 0 | 0 | 0 | 1 | 0 | 0 | 0 | 0 | 0 | 0 | 0 | 1 | 8 | 1 | 8
184 | 8 | 1 | 8 | 16 | 0 | 0 | 0 | 1 | 0 | 0 | 0 | 1 | 0 | 0 | 0 | 0 | 0 | 0 | 0 | 1 | 8 | 1 | 8
185 | 8 | 1 | 8 | 17 | 0 | 0 | 0 | 1 | 0 | 0 | 0 | 1 | 0 | 0 | 0 | 0 | 0 | 0 | 0 | 1 | 8 | 1 | 8
186 | 8 | 1 | 8 | 18 | 0 | 0 | 0 | 1 | 0 | 0 | 0 | 1 | 0 | 0 | 0 | 0 | 0 | 0 | 0 | 1 | 8 | 1 | 8
187 | 8 | 1 | 8 | 19 | 0 | 0 | 0 | 1 | 0 | 0 | 0 | 1 | 0 | 0 | 0 | 0 | 0 | 0 | 0 | 1 | 8 | 1 | 8
188 | 8 | 1 | 8 | 20 | 0 | 0 | 0 | 1 | 0 | 0 | 0 | 1 | 0 | 0 | 0 | 0 | 0 | 0 | 0 | 1 | 8 | 1 | 8
189 | 8 | 1 | 8 | 21 | 0 | 0 | 0 | 1 | 0 | 0 | 0 | 1 | 0 | 0 | 0 | 0 | 0 | 0 | 0 | 1 | 8 | 1 | 8
190 | 8 | 1 | 8 | 22 | 0 | 0 | 0 | 1 | 0 | 0 | 0 | 1 | 0 | 0 | 0 | 0 | 0 | 0 | 0 | 1 | 8 | 1 | 8
191 | 8 | 1 | 8 | 23 | 0 | 0 | 0 | 1 | 0 | 0 | 0 | 1 | 0 | 0 | 0 | 0 | 0 | 0 | 0 | 1 | 8 | 1 | 8
192 | 8 | 1 | 8 | 24 | 0 | 0 | 0 | 1 | 0 | 0 | 0 | 1 | 0 | 0 | 0 | 0 | 0 | 0 | 0 | 1 | 8 | 1 | 8
193 | 9 | 1 | 9 | 1 | 1 | 0 | 0 | 1 | 0 | 0 | 0 | 1 | 0 | 0 | 0 | 0 | 0 | 0 | 0 | 1 | 9 | 1 | 9
194 | 9 | 1 | 9 | 2 | 1 | 0 | 0 | 1 | 0 | 0 | 0 | 1 | 0 | 0 | 0 | 0 | 0 | 0 | 0 | 1 | 9 | 1 | 9
195 | 9 | 1 | 9 | 3 | 1 | 0 | 0 | 1 | 0 | 0 | 0 | 1 | 0 | 0 | 0 | 0 | 0 | 0 | 0 | 1 | 9 | 1 | 9
196 | 9 | 1 | 9 | 4 | 1 | 0 | 0 | 1 | 0 | 0 | 0 | 1 | 0 | 0 | 0 | 0 | 0 | 0 | 0 | 1 | 9 | 1 | 9
197 | 9 | 1 | 9 | 5 | 1 | 0 | 0 | 1 | 0 | 0 | 0 | 1 | 0 | 0 | 0 | 0 | 0 | 0 | 0 | 1 | 9 | 1 | 9
198 | 9 | 1 | 9 | 6 | 1 | 0 | 0 | 1 | 0 | 0 | 0 | 1 | 0 | 0 | 0 | 0 | 0 | 0 | 0 | 1 | 9 | 1 | 9
199 | 9 | 1 | 9 | 7 | 1 | 0 | 0 | 1 | 0 | 0 | 0 | 1 | 0 | 0 | 0 | 0 | 0 | 0 | 0 | 1 | 9 | 1 | 9
200 | 9 | 1 | 9 | 8 | 1 | 0 | 0 | 1 | 0 | 0 | 0 | 1 | 0 | 0 | 0 | 0 | 0 | 0 | 0 | 1 | 9 | 1 | 9
201 | 9 | 1 | 9 | 9 | 1 | 0 | 0 | 1 | 0 | 0 | 0 | 1 | 0 | 0 | 0 | 0 | 0 | 0 | 0 | 1 | 9 | 1 | 9
202 | 9 | 1 | 9 | 10 | 1 | 0 | 0 | 1 | 0 | 0 | 0 | 1 | 0 | 0 | 0 | 0 | 0 | 0 | 0 | 1 | 9 | 1 | 9
203 | 9 | 1 | 9 | 11 | 1 | 0 | 0 | 1 | 0 | 0 | 0 | 1 | 0 | 0 | 0 | 0 | 0 | 0 | 0 | 1 | 9 | 1 | 9
204 | 9 | 1 | 9 | 12 | 1 | 0 | 0 | 1 | 0 | 0 | 0 | 1 | 0 | 0 | 0 | 0 | 0 | 0 | 0 | 1 | 9 | 1 | 9
205 | 9 | 1 | 9 | 13 | 1 | 0 | 0 | 1 | 0 | 0 | 0 | 1 | 0 | 0 | 0 | 0 | 0 | 0 | 0 | 1 | 9 | 1 | 9
206 | 9 | 1 | 9 | 14 | 1 | 0 | 0 | 1 | 0 | 0 | 0 | 1 | 0 | 0 | 0 | 0 | 0 | 0 | 0 | 1 | 9 | 1 | 9
207 | 9 | 1 | 9 | 15 | 1 | 0 | 0 | 1 | 0 | 0 | 0 | 1 | 0 | 0 | 0 | 0 | 0 | 0 | 0 | 1 | 9 | 1 | 9
208 | 9 | 1 | 9 | 16 | 1 | 0 | 0 | 1 | 0 | 0 | 0 | 1 | 0 | 0 | 0 | 0 | 0 | 0 | 0 | 1 | 9 | 1 | 9
209 | 9 | 1 | 9 | 17 | 1 | 0 | 0 | 1 | 0 | 0 | 0 | 1 | 0 | 0 | 0 | 0 | 0 | 0 | 0 | 1 | 9 | 1 | 9
210 | 9 | 1 | 9 | 18 | 1 | 0 | 0 | 1 | 0 | 0 | 0 | 1 | 0 | 0 | 0 | 0 | 0 | 0 | 0 | 1 | 9 | 1 | 9
211 | 9 | 1 | 9 | 19 | 1 | 0 | 1 | 0 | 0 | 0 | 0 | 1 | 0 | 0 | 0 | 0 | 0 | 0 | 0 | 1 | 9 | 1 | 9
212 | 9 | 1 | 9 | 20 | 1 | 0 | 1 | 0 | 0 | 0 | 0 | 1 | 0 | 0 | 0 | 0 | 0 | 0 | 0 | 1 | 9 | 1 | 9
213 | 9 | 1 | 9 | 21 | 1 | 0 | 0 | 1 | 0 | 0 | 0 | 1 | 0 | 0 | 0 | 0 | 0 | 0 | 0 | 1 | 9 | 1 | 9
214 | 9 | 1 | 9 | 22 | 1 | 0 | 0 | 1 | 0 | 0 | 0 | 1 | 0 | 0 | 0 | 0 | 0 | 0 | 0 | 1 | 9 | 1 | 9
215 | 9 | 1 | 9 | 23 | 1 | 0 | 0 | 1 | 0 | 0 | 0 | 1 | 0 | 0 | 0 | 0 | 0 | 0 | 0 | 1 | 9 | 1 | 9
216 | 9 | 1 | 9 | 24 | 1 | 0 | 0 | 1 | 0 | 0 | 0 | 1 | 0 | 0 | 0 | 0 | 0 | 0 | 0 | 1 | 9 | 1 | 9
217 | 10 | 1 | 10 | 1 | 1 | 0 | 0 | 1 | 0 | 0 | 0 | 1 | 0 | 0 | 0 | 0 | 0 | 0 | 0 | 1 | 10 | 1 | 10
218 | 10 | 1 | 10 | 2 | 1 | 0 | 0 | 1 | 0 | 0 | 0 | 1 | 0 | 0 | 0 | 0 | 0 | 0 | 0 | 1 | 10 | 1 | 10
219 | 10 | 1 | 10 | 3 | 1 | 0 | 0 | 1 | 0 | 0 | 0 | 1 | 0 | 0 | 0 | 0 | 0 | 0 | 0 | 1 | 10 | 1 | 10
220 | 10 | 1 | 10 | 4 | 1 | 0 | 0 | 1 | 0 | 0 | 0 | 1 | 0 | 0 | 0 | 0 | 0 | 0 | 0 | 1 | 10 | 1 | 10
221 | 10 | 1 | 10 | 5 | 1 | 0 | 0 | 1 | 0 | 0 | 0 | 1 | 0 | 0 | 0 | 0 | 0 | 0 | 0 | 1 | 10 | 1 | 10
222 | 10 | 1 | 10 | 6 | 1 | 0 | 0 | 1 | 0 | 0 | 0 | 1 | 0 | 0 | 0 | 0 | 0 | 0 | 0 | 1 | 10 | 1 | 10
223 | 10 | 1 | 10 | 7 | 1 | 0 | 0 | 1 | 0 | 0 | 0 | 1 | 0 | 0 | 0 | 0 | 0 | 0 | 0 | 1 | 10 | 1 | 10
224 | 10 | 1 | 10 | 8 | 1 | 0 | 0 | 1 | 0 | 0 | 0 | 1 | 0 | 0 | 0 | 0 | 0 | 0 | 0 | 1 | 10 | 1 | 10
225 | 10 | 1 | 10 | 9 | 1 | 0 | 0 | 1 | 0 | 0 | 0 | 1 | 0 | 0 | 0 | 0 | 0 | 0 | 0 | 1 | 10 | 1 | 10
226 | 10 | 1 | 10 | 10 | 1 | 0 | 0 | 1 | 0 | 0 | 0 | 1 | 0 | 0 | 0 | 0 | 0 | 0 | 0 | 1 | 10 | 1 | 10
227 | 10 | 1 | 10 | 11 | 1 | 0 | 0 | 1 | 0 | 0 | 0 | 1 | 0 | 0 | 0 | 0 | 0 | 0 | 0 | 1 | 10 | 1 | 10
228 | 10 | 1 | 10 | 12 | 1 | 0 | 0 | 1 | 0 | 0 | 0 | 1 | 0 | 0 | 0 | 0 | 0 | 0 | 0 | 1 | 10 | 1 | 10
229 | 10 | 1 | 10 | 13 | 1 | 0 | 0 | 1 | 0 | 0 | 0 | 1 | 0 | 0 | 0 | 0 | 0 | 0 | 0 | 1 | 10 | 1 | 10
230 | 10 | 1 | 10 | 14 | 1 | 0 | 0 | 1 | 0 | 0 | 0 | 1 | 0 | 0 | 0 | 0 | 0 | 0 | 0 | 1 | 10 | 1 | 10
231 | 10 | 1 | 10 | 15 | 1 | 0 | 0 | 1 | 0 | 0 | 0 | 1 | 0 | 0 | 0 | 0 | 0 | 0 | 0 | 1 | 10 | 1 | 10
232 | 10 | 1 | 10 | 16 | 1 | 0 | 0 | 1 | 0 | 0 | 0 | 1 | 0 | 0 | 0 | 0 | 0 | 0 | 0 | 1 | 10 | 1 | 10
233 | 10 | 1 | 10 | 17 | 1 | 0 | 0 | 1 | 0 | 0 | 0 | 1 | 0 | 0 | 0 | 0 | 0 | 0 | 0 | 1 | 10 | 1 | 10
234 | 10 | 1 | 10 | 18 | 1 | 0 | 0 | 1 | 0 | 0 | 0 | 1 | 0 | 0 | 0 | 0 | 0 | 0 | 0 | 1 | 10 | 1 | 10
235 | 10 | 1 | 10 | 19 | 1 | 0 | 1 | 0 | 0 | 0 | 0 | 1 | 0 | 0 | 0 | 0 | 0 | 0 | 0 | 1 | 10 | 1 | 10
236 | 10 | 1 | 10 | 20 | 1 | 0 | 1 | 0 | 0 | 0 | 0 | 1 | 0 | 0 | 0 | 0 | 0 | 0 | 0 | 1 | 10 | 1 | 10
237 | 10 | 1 | 10 | 21 | 1 | 0 | 0 | 1 | 0 | 0 | 0 | 1 | 0 | 0 | 0 | 0 | 0 | 0 | 0 | 1 | 10 | 1 | 10
238 | 10 | 1 | 10 | 22 | 1 | 0 | 0 | 1 | 0 | 0 | 0 | 1 | 0 | 0 | 0 | 0 | 0 | 0 | 0 | 1 | 10 | 1 | 10
239 | 10 | 1 | 10 | 23 | 1 | 0 | 0 | 1 | 0 | 0 | 0 | 1 | 0 | 0 | 0 | 0 | 0 | 0 | 0 | 1 | 10 | 1 | 10
240 | 10 | 1 | 10 | 24 | 1 | 0 | 0 | 1 | 0 | 0 | 0 | 1 | 0 | 0 | 0 | 0 | 0 | 0 | 0 | 1 | 10 | 1 | 10
241 | 11 | 1 | 11 | 1 | 1 | 0 | 0 | 1 | 0 | 0 | 0 | 1 | 0 | 0 | 0 | 0 | 0 | 0 | 0 | 1 | 11 | 1 | 11
242 | 11 | 1 | 11 | 2 | 1 | 0 | 0 | 1 | 0 | 0 | 0 | 1 | 0 | 0 | 0 | 0 | 0 | 0 | 0 | 1 | 11 | 1 | 11
243 | 11 | 1 | 11 | 3 | 1 | 0 | 0 | 1 | 0 | 0 | 0 | 1 | 0 | 0 | 0 | 0 | 0 | 0 | 0 | 1 | 11 | 1 | 11
244 | 11 | 1 | 11 | 4 | 1 | 0 | 0 | 1 | 0 | 0 | 0 | 1 | 0 | 0 | 0 | 0 | 0 | 0 | 0 | 1 | 11 | 1 | 11
245 | 11 | 1 | 11 | 5 | 1 | 0 | 0 | 1 | 0 | 0 | 0 | 1 | 0 | 0 | 0 | 0 | 0 | 0 | 0 | 1 | 11 | 1 | 11
246 | 11 | 1 | 11 | 6 | 1 | 0 | 0 | 1 | 0 | 0 | 0 | 1 | 0 | 0 | 0 | 0 | 0 | 0 | 0 | 1 | 11 | 1 | 11
247 | 11 | 1 | 11 | 7 | 1 | 0 | 0 | 1 | 0 | 0 | 0 | 1 | 0 | 0 | 0 | 0 | 0 | 0 | 0 | 1 | 11 | 1 | 11
248 | 11 | 1 | 11 | 8 | 1 | 0 | 0 | 1 | 0 | 0 | 0 | 1 | 0 | 0 | 0 | 0 | 0 | 0 | 0 | 1 | 11 | 1 | 11
249 | 11 | 1 | 11 | 9 | 1 | 0 | 0 | 1 | 0 | 0 | 0 | 1 | 0 | 0 | 0 | 0 | 0 | 0 | 0 | 1 | 11 | 1 | 11
250 | 11 | 1 | 11 | 10 | 1 | 0 | 0 | 1 | 0 | 0 | 0 | 1 | 0 | 0 | 0 | 0 | 0 | 0 | 0 | 1 | 11 | 1 | 11
251 | 11 | 1 | 11 | 11 | 1 | 0 | 0 | 1 | 0 | 0 | 0 | 1 | 0 | 0 | 0 | 0 | 0 | 0 | 0 | 1 | 11 | 1 | 11
252 | 11 | 1 | 11 | 12 | 1 | 0 | 0 | 1 | 0 | 0 | 0 | 1 | 0 | 0 | 0 | 0 | 0 | 0 | 0 | 1 | 11 | 1 | 11
253 | 11 | 1 | 11 | 13 | 1 | 0 | 0 | 1 | 0 | 0 | 0 | 1 | 0 | 0 | 0 | 0 | 0 | 0 | 0 | 1 | 11 | 1 | 11
254 | 11 | 1 | 11 | 14 | 1 | 0 | 0 | 1 | 0 | 0 | 0 | 1 | 0 | 0 | 0 | 0 | 0 | 0 | 0 | 1 | 11 | 1 | 11
255 | 11 | 1 | 11 | 15 | 1 | 0 | 0 | 1 | 0 | 0 | 0 | 1 | 0 | 0 | 0 | 0 | 0 | 0 | 0 | 1 | 11 | 1 | 11
256 | 11 | 1 | 11 | 16 | 1 | 0 | 0 | 1 | 0 | 0 | 0 | 1 | 0 | 0 | 0 | 0 | 0 | 0 | 0 | 1 | 11 | 1 | 11
257 | 11 | 1 | 11 | 17 | 1 | 0 | 0 | 1 | 0 | 0 | 0 | 1 | 0 | 0 | 0 | 0 | 0 | 0 | 0 | 1 | 11 | 1 | 11
258 | 11 | 1 | 11 | 18 | 1 | 0 | 0 | 1 | 0 | 0 | 0 | 1 | 0 | 0 | 0 | 0 | 0 | 0 | 0 | 1 | 11 | 1 | 11
259 | 11 | 1 | 11 | 19 | 1 | 0 | 1 | 0 | 0 | 0 | 0 | 1 | 0 | 0 | 0 | 0 | 0 | 0 | 0 | 1 | 11 | 1 | 11
260 | 11 | 1 | 11 | 20 | 1 | 0 | 1 | 0 | 0 | 0 | 0 | 1 | 0 | 0 | 0 | 0 | 0 | 0 | 0 | 1 | 11 | 1 | 11
261 | 11 | 1 | 11 | 21 | 1 | 0 | 0 | 1 | 0 | 0 | 0 | 1 | 0 | 0 | 0 | 0 | 0 | 0 | 0 | 1 | 11 | 1 | 11
262 | 11 | 1 | 11 | 22 | 1 | 0 | 0 | 1 | 0 | 0 | 0 | 1 | 0 | 0 | 0 | 0 | 0 | 0 | 0 | 1 | 11 | 1 | 11
263 | 11 | 1 | 11 | 23 | 1 | 0 | 0 | 1 | 0 | 0 | 0 | 1 | 0 | 0 | 0 | 0 | 0 | 0 | 0 | 1 | 11 | 1 | 11
264 | 11 | 1 | 11 | 24 | 1 | 0 | 0 | 1 | 0 | 0 | 0 | 1 | 0 | 0 | 0 | 0 | 0 | 0 | 0 | 1 | 11 | 1 | 11
265 | 12 | 1 | 12 | 1 | 1 | 0 | 0 | 1 | 0 | 0 | 0 | 1 | 0 | 0 | 0 | 0 | 0 | 0 | 0 | 1 | 12 | 1 | 12
266 | 12 | 1 | 12 | 2 | 1 | 0 | 0 | 1 | 0 | 0 | 0 | 1 | 0 | 0 | 0 | 0 | 0 | 0 | 0 | 1 | 12 | 1 | 12
267 | 12 | 1 | 12 | 3 | 1 | 0 | 0 | 1 | 0 | 0 | 0 | 1 | 0 | 0 | 0 | 0 | 0 | 0 | 0 | 1 | 12 | 1 | 12
268 | 12 | 1 | 12 | 4 | 1 | 0 | 0 | 1 | 0 | 0 | 0 | 1 | 0 | 0 | 0 | 0 | 0 | 0 | 0 | 1 | 12 | 1 | 12
269 | 12 | 1 | 12 | 5 | 1 | 0 | 0 | 1 | 0 | 0 | 0 | 1 | 0 | 0 | 0 | 0 | 0 | 0 | 0 | 1 | 12 | 1 | 12
270 | 12 | 1 | 12 | 6 | 1 | 0 | 0 | 1 | 0 | 0 | 0 | 1 | 0 | 0 | 0 | 0 | 0 | 0 | 0 | 1 | 12 | 1 | 12
271 | 12 | 1 | 12 | 7 | 1 | 0 | 0 | 1 | 0 | 0 | 0 | 1 | 0 | 0 | 0 | 0 | 0 | 0 | 0 | 1 | 12 | 1 | 12
272 | 12 | 1 | 12 | 8 | 1 | 0 | 0 | 1 | 0 | 0 | 0 | 1 | 0 | 0 | 0 | 0 | 0 | 0 | 0 | 1 | 12 | 1 | 12
273 | 12 | 1 | 12 | 9 | 1 | 0 | 0 | 1 | 0 | 0 | 0 | 1 | 0 | 0 | 0 | 0 | 0 | 0 | 0 | 1 | 12 | 1 | 12
274 | 12 | 1 | 12 | 10 | 1 | 0 | 0 | 1 | 0 | 0 | 0 | 1 | 0 | 0 | 0 | 0 | 0 | 0 | 0 | 1 | 12 | 1 | 12
275 | 12 | 1 | 12 | 11 | 1 | 0 | 0 | 1 | 0 | 0 | 0 | 1 | 0 | 0 | 0 | 0 | 0 | 0 | 0 | 1 | 12 | 1 | 12
276 | 12 | 1 | 12 | 12 | 1 | 0 | 0 | 1 | 0 | 0 | 0 | 1 | 0 | 0 | 0 | 0 | 0 | 0 | 0 | 1 | 12 | 1 | 12
277 | 12 | 1 | 12 | 13 | 1 | 0 | 0 | 1 | 0 | 0 | 0 | 1 | 0 | 0 | 0 | 0 | 0 | 0 | 0 | 1 | 12 | 1 | 12
278 | 12 | 1 | 12 | 14 | 1 | 0 | 0 | 1 | 0 | 0 | 0 | 1 | 0 | 0 | 0 | 0 | 0 | 0 | 0 | 1 | 12 | 1 | 12
279 | 12 | 1 | 12 | 15 | 1 | 0 | 0 | 1 | 0 | 0 | 0 | 1 | 0 | 0 | 0 | 0 | 0 | 0 | 0 | 1 | 12 | 1 | 12
280 | 12 | 1 | 12 | 16 | 1 | 0 | 0 | 1 | 0 | 0 | 0 | 1 | 0 | 0 | 0 | 0 | 0 | 0 | 0 | 1 | 12 | 1 | 12
281 | 12 | 1 | 12 | 17 | 1 | 0 | 0 | 1 | 0 | 0 | 0 | 1 | 0 | 0 | 0 | 0 | 0 | 0 | 0 | 1 | 12 | 1 | 12
282 | 12 | 1 | 12 | 18 | 1 | 0 | 0 | 1 | 0 | 0 | 0 | 1 | 0 | 0 | 0 | 0 | 0 | 0 | 0 | 1 | 12 | 1 | 12
283 | 12 | 1 | 12 | 19 | 1 | 0 | 1 | 0 | 0 | 0 | 0 | 1 | 0 | 0 | 0 | 0 | 0 | 0 | 0 | 1 | 12 | 1 | 12
284 | 12 | 1 | 12 | 20 | 1 | 0 | 1 | 0 | 0 | 0 | 0 | 1 | 0 | 0 | 0 | 0 | 0 | 0 | 0 | 1 | 12 | 1 | 12
285 | 12 | 1 | 12 | 21 | 1 | 0 | 0 | 1 | 0 | 0 | 0 | 1 | 0 | 0 | 0 | 0 | 0 | 0 | 0 | 1 | 12 | 1 | 12
286 | 12 | 1 | 12 | 22 | 1 | 0 | 0 | 1 | 0 | 0 | 0 | 1 | 0 | 0 | 0 | 0 | 0 | 0 | 0 | 1 | 12 | 1 | 12
287 | 12 | 1 | 12 | 23 | 1 | 0 | 0 | 1 | 0 | 0 | 0 | 1 | 0 | 0 | 0 | 0 | 0 | 0 | 0 | 1 | 12 | 1 | 12
288 | 12 | 1 | 12 | 24 | 1 | 0 | 0 | 1 | 0 | 0 | 0 | 1 | 0 | 0 | 0 | 0 | 0 | 0 | 0 | 1 | 12 | 1 | 12
289 | 13 | 1 | 13 | 1 | 1 | 0 | 0 | 1 | 0 | 0 | 0 | 1 | 0 | 0 | 0 | 0 | 0 | 0 | 0 | 1 | 13 | 1 | 13
290 | 13 | 1 | 13 | 2 | 1 | 0 | 0 | 1 | 0 | 0 | 0 | 1 | 0 | 0 | 0 | 0 | 0 | 0 | 0 | 1 | 13 | 1 | 13
291 | 13 | 1 | 13 | 3 | 1 | 0 | 0 | 1 | 0 | 0 | 0 | 1 | 0 | 0 | 0 | 0 | 0 | 0 | 0 | 1 | 13 | 1 | 13
292 | 13 | 1 | 13 | 4 | 1 | 0 | 0 | 1 | 0 | 0 | 0 | 1 | 0 | 0 | 0 | 0 | 0 | 0 | 0 | 1 | 13 | 1 | 13
293 | 13 | 1 | 13 | 5 | 1 | 0 | 0 | 1 | 0 | 0 | 0 | 1 | 0 | 0 | 0 | 0 | 0 | 0 | 0 | 1 | 13 | 1 | 13
294 | 13 | 1 | 13 | 6 | 1 | 0 | 0 | 1 | 0 | 0 | 0 | 1 | 0 | 0 | 0 | 0 | 0 | 0 | 0 | 1 | 13 | 1 | 13
295 | 13 | 1 | 13 | 7 | 1 | 0 | 0 | 1 | 0 | 0 | 0 | 1 | 0 | 0 | 0 | 0 | 0 | 0 | 0 | 1 | 13 | 1 | 13
296 | 13 | 1 | 13 | 8 | 1 | 0 | 0 | 1 | 0 | 0 | 0 | 1 | 0 | 0 | 0 | 0 | 0 | 0 | 0 | 1 | 13 | 1 | 13
297 | 13 | 1 | 13 | 9 | 1 | 0 | 0 | 1 | 0 | 0 | 0 | 1 | 0 | 0 | 0 | 0 | 0 | 0 | 0 | 1 | 13 | 1 | 13
298 | 13 | 1 | 13 | 10 | 1 | 0 | 0 | 1 | 0 | 0 | 0 | 1 | 0 | 0 | 0 | 0 | 0 | 0 | 0 | 1 | 13 | 1 | 13
299 | 13 | 1 | 13 | 11 | 1 | 0 | 0 | 1 | 0 | 0 | 0 | 1 | 0 | 0 | 0 | 0 | 0 | 0 | 0 | 1 | 13 | 1 | 13
300 | 13 | 1 | 13 | 12 | 1 | 0 | 0 | 1 | 0 | 0 | 0 | 1 | 0 | 0 | 0 | 0 | 0 | 0 | 0 | 1 | 13 | 1 | 13
301 | 13 | 1 | 13 | 13 | 1 | 0 | 0 | 1 | 0 | 0 | 0 | 1 | 0 | 0 | 0 | 0 | 0 | 0 | 0 | 1 | 13 | 1 | 13
302 | 13 | 1 | 13 | 14 | 1 | 0 | 0 | 1 | 0 | 0 | 0 | 1 | 0 | 0 | 0 | 0 | 0 | 0 | 0 | 1 | 13 | 1 | 13
303 | 13 | 1 | 13 | 15 | 1 | 0 | 0 | 1 | 0 | 0 | 0 | 1 | 0 | 0 | 0 | 0 | 0 | 0 | 0 | 1 | 13 | 1 | 13
304 | 13 | 1 | 13 | 16 | 1 | 0 | 0 | 1 | 0 | 0 | 0 | 1 | 0 | 0 | 0 | 0 | 0 | 0 | 0 | 1 | 13 | 1 | 13
305 | 13 | 1 | 13 | 17 | 1 | 0 | 0 | 1 | 0 | 0 | 0 | 1 | 0 | 0 | 0 | 0 | 0 | 0 | 0 | 1 | 13 | 1 | 13
306 | 13 | 1 | 13 | 18 | 1 | 0 | 0 | 1 | 0 | 0 | 0 | 1 | 0 | 0 | 0 | 0 | 0 | 0 | 0 | 1 | 13 | 1 | 13
307 | 13 | 1 | 13 | 19 | 1 | 0 | 1 | 0 | 0 | 0 | 0 | 1 | 0 | 0 | 0 | 0 | 0 | 0 | 0 | 1 | 13 | 1 | 13
308 | 13 | 1 | 13 | 20 | 1 | 0 | 1 | 0 | 0 | 0 | 0 | 1 | 0 | 0 | 0 | 0 | 0 | 0 | 0 | 1 | 13 | 1 | 13
309 | 13 | 1 | 13 | 21 | 1 | 0 | 0 | 1 | 0 | 0 | 0 | 1 | 0 | 0 | 0 | 0 | 0 | 0 | 0 | 1 | 13 | 1 | 13
310 | 13 | 1 | 13 | 22 | 1 | 0 | 0 | 1 | 0 | 0 | 0 | 1 | 0 | 0 | 0 | 0 | 0 | 0 | 0 | 1 | 13 | 1 | 13
311 | 13 | 1 | 13 | 23 | 1 | 0 | 0 | 1 | 0 | 0 | 0 | 1 | 0 | 0 | 0 | 0 | 0 | 0 | 0 | 1 | 13 | 1 | 13
312 | 13 | 1 | 13 | 24 | 1 | 0 | 0 | 1 | 0 | 0 | 0 | 1 | 0 | 0 | 0 | 0 | 0 | 0 | 0 | 1 | 13 | 1 | 13
313 | 14 | 1 | 14 | 1 | 0 | 0 | 0 | 1 | 0 | 0 | 0 | 1 | 0 | 0 | 0 | 0 | 0 | 0 | 0 | 1 | 14 | 1 | 14
314 | 14 | 1 | 14 | 2 | 0 | 0 | 0 | 1 | 0 | 0 | 0 | 1 | 0 | 0 | 0 | 0 | 0 | 0 | 0 | 1 | 14 | 1 | 14
315 | 14 | 1 | 14 | 3 | 0 | 0 | 0 | 1 | 0 | 0 | 0 | 1 | 0 | 0 | 0 | 0 | 0 | 0 | 0 | 1 | 14 | 1 | 14
316 | 14 | 1 | 14 | 4 | 0 | 0 | 0 | 1 | 0 | 0 | 0 | 1 | 0 | 0 | 0 | 0 | 0 | 0 | 0 | 1 | 14 | 1 | 14
317 | 14 | 1 | 14 | 5 | 0 | 0 | 0 | 1 | 0 | 0 | 0 | 1 | 0 | 0 | 0 | 0 | 0 | 0 | 0 | 1 | 14 | 1 | 14
318 | 14 | 1 | 14 | 6 | 0 | 0 | 0 | 1 | 0 | 0 | 0 | 1 | 0 | 0 | 0 | 0 | 0 | 0 | 0 | 1 | 14 | 1 | 14
319 | 14 | 1 | 14 | 7 | 0 | 0 | 0 | 1 | 0 | 0 | 0 | 1 | 0 | 0 | 0 | 0 | 0 | 0 | 0 | 1 | 14 | 1 | 14
320 | 14 | 1 | 14 | 8 | 0 | 0 | 0 | 1 | 0 | 0 | 0 | 1 | 0 | 0 | 0 | 0 | 0 | 0 | 0 | 1 | 14 | 1 | 14
321 | 14 | 1 | 14 | 9 | 0 | 0 | 0 | 1 | 0 | 0 | 0 | 1 | 0 | 0 | 0 | 0 | 0 | 0 | 0 | 1 | 14 | 1 | 14
322 | 14 | 1 | 14 | 10 | 0 | 0 | 0 | 1 | 0 | 0 | 0 | 1 | 0 | 0 | 0 | 0 | 0 | 0 | 0 | 1 | 14 | 1 | 14
323 | 14 | 1 | 14 | 11 | 0 | 0 | 0 | 1 | 0 | 0 | 0 | 1 | 0 | 0 | 0 | 0 | 0 | 0 | 0 | 1 | 14 | 1 | 14
324 | 14 | 1 | 14 | 12 | 0 | 0 | 0 | 1 | 0 | 0 | 0 | 1 | 0 | 0 | 0 | 0 | 0 | 0 | 0 | 1 | 14 | 1 | 14
325 | 14 | 1 | 14 | 13 | 0 | 0 | 0 | 1 | 0 | 0 | 0 | 1 | 0 | 0 | 0 | 0 | 0 | 0 | 0 | 1 | 14 | 1 | 14
326 | 14 | 1 | 14 | 14 | 0 | 0 | 0 | 1 | 0 | 0 | 0 | 1 | 0 | 0 | 0 | 0 | 0 | 0 | 0 | 1 | 14 | 1 | 14
327 | 14 | 1 | 14 | 15 | 0 | 0 | 0 | 1 | 0 | 0 | 0 | 1 | 0 | 0 | 0 | 0 | 0 | 0 | 0 | 1 | 14 | 1 | 14
328 | 14 | 1 | 14 | 16 | 0 | 0 | 0 | 1 | 0 | 0 | 0 | 1 | 0 | 0 | 0 | 0 | 0 | 0 | 0 | 1 | 14 | 1 | 14
329 | 14 | 1 | 14 | 17 | 0 | 0 | 0 | 1 | 0 | 0 | 0 | 1 | 0 | 0 | 0 | 0 | 0 | 0 | 0 | 1 | 14 | 1 | 14
330 | 14 | 1 | 14 | 18 | 0 | 0 | 0 | 1 | 0 | 0 | 0 | 1 | 0 | 0 | 0 | 0 | 0 | 0 | 0 | 1 | 14 | 1 | 14
331 | 14 | 1 | 14 | 19 | 0 | 0 | 0 | 1 | 0 | 0 | 0 | 1 | 0 | 0 | 0 | 0 | 0 | 0 | 0 | 1 | 14 | 1 | 14
332 | 14 | 1 | 14 | 20 | 0 | 0 | 0 | 1 | 0 | 0 | 0 | 1 | 0 | 0 | 0 | 0 | 0 | 0 | 0 | 1 | 14 | 1 | 14
333 | 14 | 1 | 14 | 21 | 0 | 0 | 0 | 1 | 0 | 0 | 0 | 1 | 0 | 0 | 0 | 0 | 0 | 0 | 0 | 1 | 14 | 1 | 14
334 | 14 | 1 | 14 | 22 | 0 | 0 | 0 | 1 | 0 | 0 | 0 | 1 | 0 | 0 | 0 | 0 | 0 | 0 | 0 | 1 | 14 | 1 | 14
335 | 14 | 1 | 14 | 23 | 0 | 0 | 0 | 1 | 0 | 0 | 0 | 1 | 0 | 0 | 0 | 0 | 0 | 0 | 0 | 1 | 14 | 1 | 14
336 | 14 | 1 | 14 | 24 | 0 | 0 | 0 | 1 | 0 | 0 | 0 | 1 | 0 | 0 | 0 | 0 | 0 | 0 | 0 | 1 | 14 | 1 | 14
337 | 15 | 1 | 15 | 1 | 0 | 0 | 0 | 1 | 0 | 0 | 0 | 1 | 0 | 0 | 0 | 0 | 0 | 0 | 0 | 1 | 15 | 1 | 15
338 | 15 | 1 | 15 | 2 | 0 | 0 | 0 | 1 | 0 | 0 | 0 | 1 | 0 | 0 | 0 | 0 | 0 | 0 | 0 | 1 | 15 | 1 | 15
339 | 15 | 1 | 15 | 3 | 0 | 0 | 0 | 1 | 0 | 0 | 0 | 1 | 0 | 0 | 0 | 0 | 0 | 0 | 0 | 1 | 15 | 1 | 15
340 | 15 | 1 | 15 | 4 | 0 | 0 | 0 | 1 | 0 | 0 | 0 | 1 | 0 | 0 | 0 | 0 | 0 | 0 | 0 | 1 | 15 | 1 | 15
341 | 15 | 1 | 15 | 5 | 0 | 0 | 0 | 1 | 0 | 0 | 0 | 1 | 0 | 0 | 0 | 0 | 0 | 0 | 0 | 1 | 15 | 1 | 15
342 | 15 | 1 | 15 | 6 | 0 | 0 | 0 | 1 | 0 | 0 | 0 | 1 | 0 | 0 | 0 | 0 | 0 | 0 | 0 | 1 | 15 | 1 | 15
343 | 15 | 1 | 15 | 7 | 0 | 0 | 0 | 1 | 0 | 0 | 0 | 1 | 0 | 0 | 0 | 0 | 0 | 0 | 0 | 1 | 15 | 1 | 15
344 | 15 | 1 | 15 | 8 | 0 | 0 | 0 | 1 | 0 | 0 | 0 | 1 | 0 | 0 | 0 | 0 | 0 | 0 | 0 | 1 | 15 | 1 | 15
345 | 15 | 1 | 15 | 9 | 0 | 0 | 0 | 1 | 0 | 0 | 0 | 1 | 0 | 0 | 0 | 0 | 0 | 0 | 0 | 1 | 15 | 1 | 15
346 | 15 | 1 | 15 | 10 | 0 | 0 | 0 | 1 | 0 | 0 | 0 | 1 | 0 | 0 | 0 | 0 | 0 | 0 | 0 | 1 | 15 | 1 | 15
347 | 15 | 1 | 15 | 11 | 0 | 0 | 0 | 1 | 0 | 0 | 0 | 1 | 0 | 0 | 0 | 0 | 0 | 0 | 0 | 1 | 15 | 1 | 15
348 | 15 | 1 | 15 | 12 | 0 | 0 | 0 | 1 | 0 | 0 | 0 | 1 | 0 | 0 | 0 | 0 | 0 | 0 | 0 | 1 | 15 | 1 | 15
349 | 15 | 1 | 15 | 13 | 0 | 0 | 0 | 1 | 0 | 0 | 0 | 1 | 0 | 0 | 0 | 0 | 0 | 0 | 0 | 1 | 15 | 1 | 15
350 | 15 | 1 | 15 | 14 | 0 | 0 | 0 | 1 | 0 | 0 | 0 | 1 | 0 | 0 | 0 | 0 | 0 | 0 | 0 | 1 | 15 | 1 | 15
351 | 15 | 1 | 15 | 15 | 0 | 0 | 0 | 1 | 0 | 0 | 0 | 1 | 0 | 0 | 0 | 0 | 0 | 0 | 0 | 1 | 15 | 1 | 15
352 | 15 | 1 | 15 | 16 | 0 | 0 | 0 | 1 | 0 | 0 | 0 | 1 | 0 | 0 | 0 | 0 | 0 | 0 | 0 | 1 | 15 | 1 | 15
353 | 15 | 1 | 15 | 17 | 0 | 0 | 0 | 1 | 0 | 0 | 0 | 1 | 0 | 0 | 0 | 0 | 0 | 0 | 0 | 1 | 15 | 1 | 15
354 | 15 | 1 | 15 | 18 | 0 | 0 | 0 | 1 | 0 | 0 | 0 | 1 | 0 | 0 | 0 | 0 | 0 | 0 | 0 | 1 | 15 | 1 | 15
355 | 15 | 1 | 15 | 19 | 0 | 0 | 0 | 1 | 0 | 0 | 0 | 1 | 0 | 0 | 0 | 0 | 0 | 0 | 0 | 1 | 15 | 1 | 15
356 | 15 | 1 | 15 | 20 | 0 | 0 | 0 | 1 | 0 | 0 | 0 | 1 | 0 | 0 | 0 | 0 | 0 | 0 | 0 | 1 | 15 | 1 | 15
357 | 15 | 1 | 15 | 21 | 0 | 0 | 0 | 1 | 0 | 0 | 0 | 1 | 0 | 0 | 0 | 0 | 0 | 0 | 0 | 1 | 15 | 1 | 15
358 | 15 | 1 | 15 | 22 | 0 | 0 | 0 | 1 | 0 | 0 | 0 | 1 | 0 | 0 | 0 | 0 | 0 | 0 | 0 | 1 | 15 | 1 | 15
359 | 15 | 1 | 15 | 23 | 0 | 0 | 0 | 1 | 0 | 0 | 0 | 1 | 0 | 0 | 0 | 0 | 0 | 0 | 0 | 1 | 15 | 1 | 15
360 | 15 | 1 | 15 | 24 | 0 | 0 | 0 | 1 | 0 | 0 | 0 | 1 | 0 | 0 | 0 | 0 | 0 | 0 | 0 | 1 | 15 | 1 | 15
361 | 16 | 1 | 16 | 1 | 1 | 0 | 0 | 1 | 0 | 0 | 0 | 1 | 0 | 0 | 0 | 0 | 0 | 0 | 0 | 1 | 16 | 1 | 16
362 | 16 | 1 | 16 | 2 | 1 | 0 | 0 | 1 | 0 | 0 | 0 | 1 | 0 | 0 | 0 | 0 | 0 | 0 | 0 | 1 | 16 | 1 | 16
363 | 16 | 1 | 16 | 3 | 1 | 0 | 0 | 1 | 0 | 0 | 0 | 1 | 0 | 0 | 0 | 0 | 0 | 0 | 0 | 1 | 16 | 1 | 16
364 | 16 | 1 | 16 | 4 | 1 | 0 | 0 | 1 | 0 | 0 | 0 | 1 | 0 | 0 | 0 | 0 | 0 | 0 | 0 | 1 | 16 | 1 | 16
365 | 16 | 1 | 16 | 5 | 1 | 0 | 0 | 1 | 0 | 0 | 0 | 1 | 0 | 0 | 0 | 0 | 0 | 0 | 0 | 1 | 16 | 1 | 16
366 | 16 | 1 | 16 | 6 | 1 | 0 | 0 | 1 | 0 | 0 | 0 | 1 | 0 | 0 | 0 | 0 | 0 | 0 | 0 | 1 | 16 | 1 | 16
367 | 16 | 1 | 16 | 7 | 1 | 0 | 0 | 1 | 0 | 0 | 0 | 1 | 0 | 0 | 0 | 0 | 0 | 0 | 0 | 1 | 16 | 1 | 16
368 | 16 | 1 | 16 | 8 | 1 | 0 | 0 | 1 | 0 | 0 | 0 | 1 | 0 | 0 | 0 | 0 | 0 | 0 | 0 | 1 | 16 | 1 | 16
369 | 16 | 1 | 16 | 9 | 1 | 0 | 0 | 1 | 0 | 0 | 0 | 1 | 0 | 0 | 0 | 0 | 0 | 0 | 0 | 1 | 16 | 1 | 16
370 | 16 | 1 | 16 | 10 | 1 | 0 | 0 | 1 | 0 | 0 | 0 | 1 | 0 | 0 | 0 | 0 | 0 | 0 | 0 | 1 | 16 | 1 | 16
371 | 16 | 1 | 16 | 11 | 1 | 0 | 0 | 1 | 0 | 0 | 0 | 1 | 0 | 0 | 0 | 0 | 0 | 0 | 0 | 1 | 16 | 1 | 16
372 | 16 | 1 | 16 | 12 | 1 | 0 | 0 | 1 | 0 | 0 | 0 | 1 | 0 | 0 | 0 | 0 | 0 | 0 | 0 | 1 | 16 | 1 | 16
373 | 16 | 1 | 16 | 13 | 1 | 0 | 0 | 1 | 0 | 0 | 0 | 1 | 0 | 0 | 0 | 0 | 0 | 0 | 0 | 1 | 16 | 1 | 16
374 | 16 | 1 | 16 | 14 | 1 | 0 | 0 | 1 | 0 | 0 | 0 | 1 | 0 | 0 | 0 | 0 | 0 | 0 | 0 | 1 | 16 | 1 | 16
375 | 16 | 1 | 16 | 15 | 1 | 0 | 0 | 1 | 0 | 0 | 0 | 1 | 0 | 0 | 0 | 0 | 0 | 0 | 0 | 1 | 16 | 1 | 16
376 | 16 | 1 | 16 | 16 | 1 | 0 | 0 | 1 | 0 | 0 | 0 | 1 | 0 | 0 | 0 | 0 | 0 | 0 | 0 | 1 | 16 | 1 | 16
377 | 16 | 1 | 16 | 17 | 1 | 0 | 0 | 1 | 0 | 0 | 0 | 1 | 0 | 0 | 0 | 0 | 0 | 0 | 0 | 1 | 16 | 1 | 16
378 | 16 | 1 | 16 | 18 | 1 | 0 | 0 | 1 | 0 | 0 | 0 | 1 | 0 | 0 | 0 | 0 | 0 | 0 | 0 | 1 | 16 | 1 | 16
379 | 16 | 1 | 16 | 19 | 1 | 0 | 1 | 0 | 0 | 0 | 0 | 1 | 0 | 0 | 0 | 0 | 0 | 0 | 0 | 1 | 16 | 1 | 16
380 | 16 | 1 | 16 | 20 | 1 | 0 | 1 | 0 | 0 | 0 | 0 | 1 | 0 | 0 | 0 | 0 | 0 | 0 | 0 | 1 | 16 | 1 | 16
381 | 16 | 1 | 16 | 21 | 1 | 0 | 0 | 1 | 0 | 0 | 0 | 1 | 0 | 0 | 0 | 0 | 0 | 0 | 0 | 1 | 16 | 1 | 16
382 | 16 | 1 | 16 | 22 | 1 | 0 | 0 | 1 | 0 | 0 | 0 | 1 | 0 | 0 | 0 | 0 | 0 | 0 | 0 | 1 | 16 | 1 | 16
383 | 16 | 1 | 16 | 23 | 1 | 0 | 0 | 1 | 0 | 0 | 0 | 1 | 0 | 0 | 0 | 0 | 0 | 0 | 0 | 1 | 16 | 1 | 16
384 | 16 | 1 | 16 | 24 | 1 | 0 | 0 | 1 | 0 | 0 | 0 | 1 | 0 | 0 | 0 | 0 | 0 | 0 | 0 | 1 | 16 | 1 | 16
385 | 17 | 1 | 17 | 1 | 1 | 0 | 0 | 1 | 0 | 0 | 0 | 1 | 0 | 0 | 0 | 0 | 0 | 0 | 0 | 1 | 17 | 1 | 17
386 | 17 | 1 | 17 | 2 | 1 | 0 | 0 | 1 | 0 | 0 | 0 | 1 | 0 | 0 | 0 | 0 | 0 | 0 | 0 | 1 | 17 | 1 | 17
387 | 17 | 1 | 17 | 3 | 1 | 0 | 0 | 1 | 0 | 0 | 0 | 1 | 0 | 0 | 0 | 0 | 0 | 0 | 0 | 1 | 17 | 1 | 17
388 | 17 | 1 | 17 | 4 | 1 | 0 | 0 | 1 | 0 | 0 | 0 | 1 | 0 | 0 | 0 | 0 | 0 | 0 | 0 | 1 | 17 | 1 | 17
389 | 17 | 1 | 17 | 5 | 1 | 0 | 0 | 1 | 0 | 0 | 0 | 1 | 0 | 0 | 0 | 0 | 0 | 0 | 0 | 1 | 17 | 1 | 17
390 | 17 | 1 | 17 | 6 | 1 | 0 | 0 | 1 | 0 | 0 | 0 | 1 | 0 | 0 | 0 | 0 | 0 | 0 | 0 | 1 | 17 | 1 | 17
391 | 17 | 1 | 17 | 7 | 1 | 0 | 0 | 1 | 0 | 0 | 0 | 1 | 0 | 0 | 0 | 0 | 0 | 0 | 0 | 1 | 17 | 1 | 17
392 | 17 | 1 | 17 | 8 | 1 | 0 | 0 | 1 | 0 | 0 | 0 | 1 | 0 | 0 | 0 | 0 | 0 | 0 | 0 | 1 | 17 | 1 | 17
393 | 17 | 1 | 17 | 9 | 1 | 0 | 0 | 1 | 0 | 0 | 0 | 1 | 0 | 0 | 0 | 0 | 0 | 0 | 0 | 1 | 17 | 1 | 17
394 | 17 | 1 | 17 | 10 | 1 | 0 | 0 | 1 | 0 | 0 | 0 | 1 | 0 | 0 | 0 | 0 | 0 | 0 | 0 | 1 | 17 | 1 | 17
395 | 17 | 1 | 17 | 11 | 1 | 0 | 0 | 1 | 0 | 0 | 0 | 1 | 0 | 0 | 0 | 0 | 0 | 0 | 0 | 1 | 17 | 1 | 17
396 | 17 | 1 | 17 | 12 | 1 | 0 | 0 | 1 | 0 | 0 | 0 | 1 | 0 | 0 | 0 | 0 | 0 | 0 | 0 | 1 | 17 | 1 | 17
397 | 17 | 1 | 17 | 13 | 1 | 0 | 0 | 1 | 0 | 0 | 0 | 1 | 0 | 0 | 0 | 0 | 0 | 0 | 0 | 1 | 17 | 1 | 17
398 | 17 | 1 | 17 | 14 | 1 | 0 | 0 | 1 | 0 | 0 | 0 | 1 | 0 | 0 | 0 | 0 | 0 | 0 | 0 | 1 | 17 | 1 | 17
399 | 17 | 1 | 17 | 15 | 1 | 0 | 0 | 1 | 0 | 0 | 0 | 1 | 0 | 0 | 0 | 0 | 0 | 0 | 0 | 1 | 17 | 1 | 17
400 | 17 | 1 | 17 | 16 | 1 | 0 | 0 | 1 | 0 | 0 | 0 | 1 | 0 | 0 | 0 | 0 | 0 | 0 | 0 | 1 | 17 | 1 | 17
401 | 17 | 1 | 17 | 17 | 1 | 0 | 0 | 1 | 0 | 0 | 0 | 1 | 0 | 0 | 0 | 0 | 0 | 0 | 0 | 1 | 17 | 1 | 17
402 | 17 | 1 | 17 | 18 | 1 | 0 | 0 | 1 | 0 | 0 | 0 | 1 | 0 | 0 | 0 | 0 | 0 | 0 | 0 | 1 | 17 | 1 | 17
403 | 17 | 1 | 17 | 19 | 1 | 0 | 1 | 0 | 0 | 0 | 0 | 1 | 0 | 0 | 0 | 0 | 0 | 0 | 0 | 1 | 17 | 1 | 17
404 | 17 | 1 | 17 | 20 | 1 | 0 | 1 | 0 | 0 | 0 | 0 | 1 | 0 | 0 | 0 | 0 | 0 | 0 | 0 | 1 | 17 | 1 | 17
405 | 17 | 1 | 17 | 21 | 1 | 0 | 0 | 1 | 0 | 0 | 0 | 1 | 0 | 0 | 0 | 0 | 0 | 0 | 0 | 1 | 17 | 1 | 17
406 | 17 | 1 | 17 | 22 | 1 | 0 | 0 | 1 | 0 | 0 | 0 | 1 | 0 | 0 | 0 | 0 | 0 | 0 | 0 | 1 | 17 | 1 | 17
407 | 17 | 1 | 17 | 23 | 1 | 0 | 0 | 1 | 0 | 0 | 0 | 1 | 0 | 0 | 0 | 0 | 0 | 0 | 0 | 1 | 17 | 1 | 17
408 | 17 | 1 | 17 | 24 | 1 | 0 | 0 | 1 | 0 | 0 | 0 | 1 | 0 | 0 | 0 | 0 | 0 | 0 | 0 | 1 | 17 | 1 | 17
409 | 18 | 1 | 18 | 1 | 1 | 0 | 0 | 1 | 0 | 0 | 0 | 1 | 0 | 0 | 0 | 0 | 0 | 0 | 0 | 1 | 18 | 1 | 18
410 | 18 | 1 | 18 | 2 | 1 | 0 | 0 | 1 | 0 | 0 | 0 | 1 | 0 | 0 | 0 | 0 | 0 | 0 | 0 | 1 | 18 | 1 | 18
411 | 18 | 1 | 18 | 3 | 1 | 0 | 0 | 1 | 0 | 0 | 0 | 1 | 0 | 0 | 0 | 0 | 0 | 0 | 0 | 1 | 18 | 1 | 18
412 | 18 | 1 | 18 | 4 | 1 | 0 | 0 | 1 | 0 | 0 | 0 | 1 | 0 | 0 | 0 | 0 | 0 | 0 | 0 | 1 | 18 | 1 | 18
413 | 18 | 1 | 18 | 5 | 1 | 0 | 0 | 1 | 0 | 0 | 0 | 1 | 0 | 0 | 0 | 0 | 0 | 0 | 0 | 1 | 18 | 1 | 18
414 | 18 | 1 | 18 | 6 | 1 | 0 | 0 | 1 | 0 | 0 | 0 | 1 | 0 | 0 | 0 | 0 | 0 | 0 | 0 | 1 | 18 | 1 | 18
415 | 18 | 1 | 18 | 7 | 1 | 0 | 0 | 1 | 0 | 0 | 0 | 1 | 0 | 0 | 0 | 0 | 0 | 0 | 0 | 1 | 18 | 1 | 18
416 | 18 | 1 | 18 | 8 | 1 | 0 | 0 | 1 | 0 | 0 | 0 | 1 | 0 | 0 | 0 | 0 | 0 | 0 | 0 | 1 | 18 | 1 | 18
417 | 18 | 1 | 18 | 9 | 1 | 0 | 0 | 1 | 0 | 0 | 0 | 1 | 0 | 0 | 0 | 0 | 0 | 0 | 0 | 1 | 18 | 1 | 18
418 | 18 | 1 | 18 | 10 | 1 | 0 | 0 | 1 | 0 | 0 | 0 | 1 | 0 | 0 | 0 | 0 | 0 | 0 | 0 | 1 | 18 | 1 | 18
419 | 18 | 1 | 18 | 11 | 1 | 0 | 0 | 1 | 0 | 0 | 0 | 1 | 0 | 0 | 0 | 0 | 0 | 0 | 0 | 1 | 18 | 1 | 18
420 | 18 | 1 | 18 | 12 | 1 | 0 | 0 | 1 | 0 | 0 | 0 | 1 | 0 | 0 | 0 | 0 | 0 | 0 | 0 | 1 | 18 | 1 | 18
421 | 18 | 1 | 18 | 13 | 1 | 0 | 0 | 1 | 0 | 0 | 0 | 1 | 0 | 0 | 0 | 0 | 0 | 0 | 0 | 1 | 18 | 1 | 18
422 | 18 | 1 | 18 | 14 | 1 | 0 | 0 | 1 | 0 | 0 | 0 | 1 | 0 | 0 | 0 | 0 | 0 | 0 | 0 | 1 | 18 | 1 | 18
423 | 18 | 1 | 18 | 15 | 1 | 0 | 0 | 1 | 0 | 0 | 0 | 1 | 0 | 0 | 0 | 0 | 0 | 0 | 0 | 1 | 18 | 1 | 18
424 | 18 | 1 | 18 | 16 | 1 | 0 | 0 | 1 | 0 | 0 | 0 | 1 | 0 | 0 | 0 | 0 | 0 | 0 | 0 | 1 | 18 | 1 | 18
425 | 18 | 1 | 18 | 17 | 1 | 0 | 0 | 1 | 0 | 0 | 0 | 1 | 0 | 0 | 0 | 0 | 0 | 0 | 0 | 1 | 18 | 1 | 18
426 | 18 | 1 | 18 | 18 | 1 | 0 | 0 | 1 | 0 | 0 | 0 | 1 | 0 | 0 | 0 | 0 | 0 | 0 | 0 | 1 | 18 | 1 | 18
427 | 18 | 1 | 18 | 19 | 1 | 0 | 1 | 0 | 0 | 0 | 0 | 1 | 0 | 0 | 0 | 0 | 0 | 0 | 0 | 1 | 18 | 1 | 18
428 | 18 | 1 | 18 | 20 | 1 | 0 | 1 | 0 | 0 | 0 | 0 | 1 | 0 | 0 | 0 | 0 | 0 | 0 | 0 | 1 | 18 | 1 | 18
429 | 18 | 1 | 18 | 21 | 1 | 0 | 0 | 1 | 0 | 0 | 0 | 1 | 0 | 0 | 0 | 0 | 0 | 0 | 0 | 1 | 18 | 1 | 18
430 | 18 | 1 | 18 | 22 | 1 | 0 | 0 | 1 | 0 | 0 | 0 | 1 | 0 | 0 | 0 | 0 | 0 | 0 | 0 | 1 | 18 | 1 | 18
431 | 18 | 1 | 18 | 23 | 1 | 0 | 0 | 1 | 0 | 0 | 0 | 1 | 0 | 0 | 0 | 0 | 0 | 0 | 0 | 1 | 18 | 1 | 18
432 | 18 | 1 | 18 | 24 | 1 | 0 | 0 | 1 | 0 | 0 | 0 | 1 | 0 | 0 | 0 | 0 | 0 | 0 | 0 | 1 | 18 | 1 | 18
433 | 19 | 1 | 19 | 1 | 1 | 0 | 0 | 1 | 0 | 0 | 0 | 1 | 0 | 0 | 0 | 0 | 0 | 0 | 0 | 1 | 19 | 1 | 19
434 | 19 | 1 | 19 | 2 | 1 | 0 | 0 | 1 | 0 | 0 | 0 | 1 | 0 | 0 | 0 | 0 | 0 | 0 | 0 | 1 | 19 | 1 | 19
435 | 19 | 1 | 19 | 3 | 1 | 0 | 0 | 1 | 0 | 0 | 0 | 1 | 0 | 0 | 0 | 0 | 0 | 0 | 0 | 1 | 19 | 1 | 19
436 | 19 | 1 | 19 | 4 | 1 | 0 | 0 | 1 | 0 | 0 | 0 | 1 | 0 | 0 | 0 | 0 | 0 | 0 | 0 | 1 | 19 | 1 | 19
437 | 19 | 1 | 19 | 5 | 1 | 0 | 0 | 1 | 0 | 0 | 0 | 1 | 0 | 0 | 0 | 0 | 0 | 0 | 0 | 1 | 19 | 1 | 19
438 | 19 | 1 | 19 | 6 | 1 | 0 | 0 | 1 | 0 | 0 | 0 | 1 | 0 | 0 | 0 | 0 | 0 | 0 | 0 | 1 | 19 | 1 | 19
439 | 19 | 1 | 19 | 7 | 1 | 0 | 0 | 1 | 0 | 0 | 0 | 1 | 0 | 0 | 0 | 0 | 0 | 0 | 0 | 1 | 19 | 1 | 19
440 | 19 | 1 | 19 | 8 | 1 | 0 | 0 | 1 | 0 | 0 | 0 | 1 | 0 | 0 | 0 | 0 | 0 | 0 | 0 | 1 | 19 | 1 | 19
441 | 19 | 1 | 19 | 9 | 1 | 0 | 0 | 1 | 0 | 0 | 0 | 1 | 0 | 0 | 0 | 0 | 0 | 0 | 0 | 1 | 19 | 1 | 19
442 | 19 | 1 | 19 | 10 | 1 | 0 | 0 | 1 | 0 | 0 | 0 | 1 | 0 | 0 | 0 | 0 | 0 | 0 | 0 | 1 | 19 | 1 | 19
443 | 19 | 1 | 19 | 11 | 1 | 0 | 0 | 1 | 0 | 0 | 0 | 1 | 0 | 0 | 0 | 0 | 0 | 0 | 0 | 1 | 19 | 1 | 19
444 | 19 | 1 | 19 | 12 | 1 | 0 | 0 | 1 | 0 | 0 | 0 | 1 | 0 | 0 | 0 | 0 | 0 | 0 | 0 | 1 | 19 | 1 | 19
445 | 19 | 1 | 19 | 13 | 1 | 0 | 0 | 1 | 0 | 0 | 0 | 1 | 0 | 0 | 0 | 0 | 0 | 0 | 0 | 1 | 19 | 1 | 19
446 | 19 | 1 | 19 | 14 | 1 | 0 | 0 | 1 | 0 | 0 | 0 | 1 | 0 | 0 | 0 | 0 | 0 | 0 | 0 | 1 | 19 | 1 | 19
447 | 19 | 1 | 19 | 15 | 1 | 0 | 0 | 1 | 0 | 0 | 0 | 1 | 0 | 0 | 0 | 0 | 0 | 0 | 0 | 1 | 19 | 1 | 19
448 | 19 | 1 | 19 | 16 | 1 | 0 | 0 | 1 | 0 | 0 | 0 | 1 | 0 | 0 | 0 | 0 | 0 | 0 | 0 | 1 | 19 | 1 | 19
449 | 19 | 1 | 19 | 17 | 1 | 0 | 0 | 1 | 0 | 0 | 0 | 1 | 0 | 0 | 0 | 0 | 0 | 0 | 0 | 1 | 19 | 1 | 19
450 | 19 | 1 | 19 | 18 | 1 | 0 | 0 | 1 | 0 | 0 | 0 | 1 | 0 | 0 | 0 | 0 | 0 | 0 | 0 | 1 | 19 | 1 | 19
451 | 19 | 1 | 19 | 19 | 1 | 0 | 1 | 0 | 0 | 0 | 0 | 1 | 0 | 0 | 0 | 0 | 0 | 0 | 0 | 1 | 19 | 1 | 19
452 | 19 | 1 | 19 | 20 | 1 | 0 | 1 | 0 | 0 | 0 | 0 | 1 | 0 | 0 | 0 | 0 | 0 | 0 | 0 | 1 | 19 | 1 | 19
453 | 19 | 1 | 19 | 21 | 1 | 0 | 0 | 1 | 0 | 0 | 0 | 1 | 0 | 0 | 0 | 0 | 0 | 0 | 0 | 1 | 19 | 1 | 19
454 | 19 | 1 | 19 | 22 | 1 | 0 | 0 | 1 | 0 | 0 | 0 | 1 | 0 | 0 | 0 | 0 | 0 | 0 | 0 | 1 | 19 | 1 | 19
455 | 19 | 1 | 19 | 23 | 1 | 0 | 0 | 1 | 0 | 0 | 0 | 1 | 0 | 0 | 0 | 0 | 0 | 0 | 0 | 1 | 19 | 1 | 19
456 | 19 | 1 | 19 | 24 | 1 | 0 | 0 | 1 | 0 | 0 | 0 | 1 | 0 | 0 | 0 | 0 | 0 | 0 | 0 | 1 | 19 | 1 | 19
457 | 20 | 1 | 20 | 1 | 1 | 0 | 0 | 1 | 0 | 0 | 0 | 1 | 0 | 0 | 0 | 0 | 0 | 0 | 0 | 1 | 20 | 1 | 20
458 | 20 | 1 | 20 | 2 | 1 | 0 | 0 | 1 | 0 | 0 | 0 | 1 | 0 | 0 | 0 | 0 | 0 | 0 | 0 | 1 | 20 | 1 | 20
459 | 20 | 1 | 20 | 3 | 1 | 0 | 0 | 1 | 0 | 0 | 0 | 1 | 0 | 0 | 0 | 0 | 0 | 0 | 0 | 1 | 20 | 1 | 20
460 | 20 | 1 | 20 | 4 | 1 | 0 | 0 | 1 | 0 | 0 | 0 | 1 | 0 | 0 | 0 | 0 | 0 | 0 | 0 | 1 | 20 | 1 | 20
461 | 20 | 1 | 20 | 5 | 1 | 0 | 0 | 1 | 0 | 0 | 0 | 1 | 0 | 0 | 0 | 0 | 0 | 0 | 0 | 1 | 20 | 1 | 20
462 | 20 | 1 | 20 | 6 | 1 | 0 | 0 | 1 | 0 | 0 | 0 | 1 | 0 | 0 | 0 | 0 | 0 | 0 | 0 | 1 | 20 | 1 | 20
463 | 20 | 1 | 20 | 7 | 1 | 0 | 0 | 1 | 0 | 0 | 0 | 1 | 0 | 0 | 0 | 0 | 0 | 0 | 0 | 1 | 20 | 1 | 20
464 | 20 | 1 | 20 | 8 | 1 | 0 | 0 | 1 | 0 | 0 | 0 | 1 | 0 | 0 | 0 | 0 | 0 | 0 | 0 | 1 | 20 | 1 | 20
465 | 20 | 1 | 20 | 9 | 1 | 0 | 0 | 1 | 0 | 0 | 0 | 1 | 0 | 0 | 0 | 0 | 0 | 0 | 0 | 1 | 20 | 1 | 20
466 | 20 | 1 | 20 | 10 | 1 | 0 | 0 | 1 | 0 | 0 | 0 | 1 | 0 | 0 | 0 | 0 | 0 | 0 | 0 | 1 | 20 | 1 | 20
467 | 20 | 1 | 20 | 11 | 1 | 0 | 0 | 1 | 0 | 0 | 0 | 1 | 0 | 0 | 0 | 0 | 0 | 0 | 0 | 1 | 20 | 1 | 20
468 | 20 | 1 | 20 | 12 | 1 | 0 | 0 | 1 | 0 | 0 | 0 | 1 | 0 | 0 | 0 | 0 | 0 | 0 | 0 | 1 | 20 | 1 | 20
469 | 20 | 1 | 20 | 13 | 1 | 0 | 0 | 1 | 0 | 0 | 0 | 1 | 0 | 0 | 0 | 0 | 0 | 0 | 0 | 1 | 20 | 1 | 20
470 | 20 | 1 | 20 | 14 | 1 | 0 | 0 | 1 | 0 | 0 | 0 | 1 | 0 | 0 | 0 | 0 | 0 | 0 | 0 | 1 | 20 | 1 | 20
471 | 20 | 1 | 20 | 15 | 1 | 0 | 0 | 1 | 0 | 0 | 0 | 1 | 0 | 0 | 0 | 0 | 0 | 0 | 0 | 1 | 20 | 1 | 20
472 | 20 | 1 | 20 | 16 | 1 | 0 | 0 | 1 | 0 | 0 | 0 | 1 | 0 | 0 | 0 | 0 | 0 | 0 | 0 | 1 | 20 | 1 | 20
473 | 20 | 1 | 20 | 17 | 1 | 0 | 0 | 1 | 0 | 0 | 0 | 1 | 0 | 0 | 0 | 0 | 0 | 0 | 0 | 1 | 20 | 1 | 20
474 | 20 | 1 | 20 | 18 | 1 | 0 | 0 | 1 | 0 | 0 | 0 | 1 | 0 | 0 | 0 | 0 | 0 | 0 | 0 | 1 | 20 | 1 | 20
475 | 20 | 1 | 20 | 19 | 1 | 0 | 1 | 0 | 0 | 0 | 0 | 1 | 0 | 0 | 0 | 0 | 0 | 0 | 0 | 1 | 20 | 1 | 20
476 | 20 | 1 | 20 | 20 | 1 | 0 | 1 | 0 | 0 | 0 | 0 | 1 | 0 | 0 | 0 | 0 | 0 | 0 | 0 | 1 | 20 | 1 | 20
477 | 20 | 1 | 20 | 21 | 1 | 0 | 0 | 1 | 0 | 0 | 0 | 1 | 0 | 0 | 0 | 0 | 0 | 0 | 0 | 1 | 20 | 1 | 20
478 | 20 | 1 | 20 | 22 | 1 | 0 | 0 | 1 | 0 | 0 | 0 | 1 | 0 | 0 | 0 | 0 | 0 | 0 | 0 | 1 | 20 | 1 | 20
479 | 20 | 1 | 20 | 23 | 1 | 0 | 0 | 1 | 0 | 0 | 0 | 1 | 0 | 0 | 0 | 0 | 0 | 0 | 0 | 1 | 20 | 1 | 20
480 | 20 | 1 | 20 | 24 | 1 | 0 | 0 | 1 | 0 | 0 | 0 | 1 | 0 | 0 | 0 | 0 | 0 | 0 | 0 | 1 | 20 | 1 | 20
481 | 21 | 1 | 21 | 1 | 0 | 0 | 0 | 1 | 0 | 0 | 0 | 1 | 0 | 0 | 0 | 0 | 0 | 0 | 0 | 1 | 21 | 1 | 21
482 | 21 | 1 | 21 | 2 | 0 | 0 | 0 | 1 | 0 | 0 | 0 | 1 | 0 | 0 | 0 | 0 | 0 | 0 | 0 | 1 | 21 | 1 | 21
483 | 21 | 1 | 21 | 3 | 0 | 0 | 0 | 1 | 0 | 0 | 0 | 1 | 0 | 0 | 0 | 0 | 0 | 0 | 0 | 1 | 21 | 1 | 21
484 | 21 | 1 | 21 | 4 | 0 | 0 | 0 | 1 | 0 | 0 | 0 | 1 | 0 | 0 | 0 | 0 | 0 | 0 | 0 | 1 | 21 | 1 | 21
485 | 21 | 1 | 21 | 5 | 0 | 0 | 0 | 1 | 0 | 0 | 0 | 1 | 0 | 0 | 0 | 0 | 0 | 0 | 0 | 1 | 21 | 1 | 21
486 | 21 | 1 | 21 | 6 | 0 | 0 | 0 | 1 | 0 | 0 | 0 | 1 | 0 | 0 | 0 | 0 | 0 | 0 | 0 | 1 | 21 | 1 | 21
487 | 21 | 1 | 21 | 7 | 0 | 0 | 0 | 1 | 0 | 0 | 0 | 1 | 0 | 0 | 0 | 0 | 0 | 0 | 0 | 1 | 21 | 1 | 21
488 | 21 | 1 | 21 | 8 | 0 | 0 | 0 | 1 | 0 | 0 | 0 | 1 | 0 | 0 | 0 | 0 | 0 | 0 | 0 | 1 | 21 | 1 | 21
489 | 21 | 1 | 21 | 9 | 0 | 0 | 0 | 1 | 0 | 0 | 0 | 1 | 0 | 0 | 0 | 0 | 0 | 0 | 0 | 1 | 21 | 1 | 21
490 | 21 | 1 | 21 | 10 | 0 | 0 | 0 | 1 | 0 | 0 | 0 | 1 | 0 | 0 | 0 | 0 | 0 | 0 | 0 | 1 | 21 | 1 | 21
491 | 21 | 1 | 21 | 11 | 0 | 0 | 0 | 1 | 0 | 0 | 0 | 1 | 0 | 0 | 0 | 0 | 0 | 0 | 0 | 1 | 21 | 1 | 21
492 | 21 | 1 | 21 | 12 | 0 | 0 | 0 | 1 | 0 | 0 | 0 | 1 | 0 | 0 | 0 | 0 | 0 | 0 | 0 | 1 | 21 | 1 | 21
493 | 21 | 1 | 21 | 13 | 0 | 0 | 0 | 1 | 0 | 0 | 0 | 1 | 0 | 0 | 0 | 0 | 0 | 0 | 0 | 1 | 21 | 1 | 21
494 | 21 | 1 | 21 | 14 | 0 | 0 | 0 | 1 | 0 | 0 | 0 | 1 | 0 | 0 | 0 | 0 | 0 | 0 | 0 | 1 | 21 | 1 | 21
495 | 21 | 1 | 21 | 15 | 0 | 0 | 0 | 1 | 0 | 0 | 0 | 1 | 0 | 0 | 0 | 0 | 0 | 0 | 0 | 1 | 21 | 1 | 21
496 | 21 | 1 | 21 | 16 | 0 | 0 | 0 | 1 | 0 | 0 | 0 | 1 | 0 | 0 | 0 | 0 | 0 | 0 | 0 | 1 | 21 | 1 | 21
497 | 21 | 1 | 21 | 17 | 0 | 0 | 0 | 1 | 0 | 0 | 0 | 1 | 0 | 0 | 0 | 0 | 0 | 0 | 0 | 1 | 21 | 1 | 21
498 | 21 | 1 | 21 | 18 | 0 | 0 | 0 | 1 | 0 | 0 | 0 | 1 | 0 | 0 | 0 | 0 | 0 | 0 | 0 | 1 | 21 | 1 | 21
499 | 21 | 1 | 21 | 19 | 0 | 0 | 0 | 1 | 0 | 0 | 0 | 1 | 0 | 0 | 0 | 0 | 0 | 0 | 0 | 1 | 21 | 1 | 21
500 | 21 | 1 | 21 | 20 | 0 | 0 | 0 | 1 | 0 | 0 | 0 | 1 | 0 | 0 | 0 | 0 | 0 | 0 | 0 | 1 | 21 | 1 | 21
501 | 21 | 1 | 21 | 21 | 0 | 0 | 0 | 1 | 0 | 0 | 0 | 1 | 0 | 0 | 0 | 0 | 0 | 0 | 0 | 1 | 21 | 1 | 21
502 | 21 | 1 | 21 | 22 | 0 | 0 | 0 | 1 | 0 | 0 | 0 | 1 | 0 | 0 | 0 | 0 | 0 | 0 | 0 | 1 | 21 | 1 | 21
503 | 21 | 1 | 21 | 23 | 0 | 0 | 0 | 1 | 0 | 0 | 0 | 1 | 0 | 0 | 0 | 0 | 0 | 0 | 0 | 1 | 21 | 1 | 21
504 | 21 | 1 | 21 | 24 | 0 | 0 | 0 | 1 | 0 | 0 | 0 | 1 | 0 | 0 | 0 | 0 | 0 | 0 | 0 | 1 | 21 | 1 | 21
505 | 22 | 1 | 22 | 1 | 0 | 0 | 0 | 1 | 0 | 0 | 0 | 1 | 0 | 0 | 0 | 0 | 0 | 0 | 0 | 1 | 22 | 1 | 22
506 | 22 | 1 | 22 | 2 | 0 | 0 | 0 | 1 | 0 | 0 | 0 | 1 | 0 | 0 | 0 | 0 | 0 | 0 | 0 | 1 | 22 | 1 | 22
507 | 22 | 1 | 22 | 3 | 0 | 0 | 0 | 1 | 0 | 0 | 0 | 1 | 0 | 0 | 0 | 0 | 0 | 0 | 0 | 1 | 22 | 1 | 22
508 | 22 | 1 | 22 | 4 | 0 | 0 | 0 | 1 | 0 | 0 | 0 | 1 | 0 | 0 | 0 | 0 | 0 | 0 | 0 | 1 | 22 | 1 | 22
509 | 22 | 1 | 22 | 5 | 0 | 0 | 0 | 1 | 0 | 0 | 0 | 1 | 0 | 0 | 0 | 0 | 0 | 0 | 0 | 1 | 22 | 1 | 22
510 | 22 | 1 | 22 | 6 | 0 | 0 | 0 | 1 | 0 | 0 | 0 | 1 | 0 | 0 | 0 | 0 | 0 | 0 | 0 | 1 | 22 | 1 | 22
511 | 22 | 1 | 22 | 7 | 0 | 0 | 0 | 1 | 0 | 0 | 0 | 1 | 0 | 0 | 0 | 0 | 0 | 0 | 0 | 1 | 22 | 1 | 22
512 | 22 | 1 | 22 | 8 | 0 | 0 | 0 | 1 | 0 | 0 | 0 | 1 | 0 | 0 | 0 | 0 | 0 | 0 | 0 | 1 | 22 | 1 | 22
513 | 22 | 1 | 22 | 9 | 0 | 0 | 0 | 1 | 0 | 0 | 0 | 1 | 0 | 0 | 0 | 0 | 0 | 0 | 0 | 1 | 22 | 1 | 22
514 | 22 | 1 | 22 | 10 | 0 | 0 | 0 | 1 | 0 | 0 | 0 | 1 | 0 | 0 | 0 | 0 | 0 | 0 | 0 | 1 | 22 | 1 | 22
515 | 22 | 1 | 22 | 11 | 0 | 0 | 0 | 1 | 0 | 0 | 0 | 1 | 0 | 0 | 0 | 0 | 0 | 0 | 0 | 1 | 22 | 1 | 22
516 | 22 | 1 | 22 | 12 | 0 | 0 | 0 | 1 | 0 | 0 | 0 | 1 | 0 | 0 | 0 | 0 | 0 | 0 | 0 | 1 | 22 | 1 | 22
517 | 22 | 1 | 22 | 13 | 0 | 0 | 0 | 1 | 0 | 0 | 0 | 1 | 0 | 0 | 0 | 0 | 0 | 0 | 0 | 1 | 22 | 1 | 22
518 | 22 | 1 | 22 | 14 | 0 | 0 | 0 | 1 | 0 | 0 | 0 | 1 | 0 | 0 | 0 | 0 | 0 | 0 | 0 | 1 | 22 | 1 | 22
519 | 22 | 1 | 22 | 15 | 0 | 0 | 0 | 1 | 0 | 0 | 0 | 1 | 0 | 0 | 0 | 0 | 0 | 0 | 0 | 1 | 22 | 1 | 22
520 | 22 | 1 | 22 | 16 | 0 | 0 | 0 | 1 | 0 | 0 | 0 | 1 | 0 | 0 | 0 | 0 | 0 | 0 | 0 | 1 | 22 | 1 | 22
521 | 22 | 1 | 22 | 17 | 0 | 0 | 0 | 1 | 0 | 0 | 0 | 1 | 0 | 0 | 0 | 0 | 0 | 0 | 0 | 1 | 22 | 1 | 22
522 | 22 | 1 | 22 | 18 | 0 | 0 | 0 | 1 | 0 | 0 | 0 | 1 | 0 | 0 | 0 | 0 | 0 | 0 | 0 | 1 | 22 | 1 | 22
523 | 22 | 1 | 22 | 19 | 0 | 0 | 0 | 1 | 0 | 0 | 0 | 1 | 0 | 0 | 0 | 0 | 0 | 0 | 0 | 1 | 22 | 1 | 22
524 | 22 | 1 | 22 | 20 | 0 | 0 | 0 | 1 | 0 | 0 | 0 | 1 | 0 | 0 | 0 | 0 | 0 | 0 | 0 | 1 | 22 | 1 | 22
525 | 22 | 1 | 22 | 21 | 0 | 0 | 0 | 1 | 0 | 0 | 0 | 1 | 0 | 0 | 0 | 0 | 0 | 0 | 0 | 1 | 22 | 1 | 22
526 | 22 | 1 | 22 | 22 | 0 | 0 | 0 | 1 | 0 | 0 | 0 | 1 | 0 | 0 | 0 | 0 | 0 | 0 | 0 | 1 | 22 | 1 | 22
527 | 22 | 1 | 22 | 23 | 0 | 0 | 0 | 1 | 0 | 0 | 0 | 1 | 0 | 0 | 0 | 0 | 0 | 0 | 0 | 1 | 22 | 1 | 22
528 | 22 | 1 | 22 | 24 | 0 | 0 | 0 | 1 | 0 | 0 | 0 | 1 | 0 | 0 | 0 | 0 | 0 | 0 | 0 | 1 | 22 | 1 | 22
529 | 23 | 1 | 23 | 1 | 1 | 0 | 0 | 1 | 0 | 0 | 0 | 1 | 0 | 0 | 0 | 0 | 0 | 0 | 0 | 1 | 23 | 1 | 23
530 | 23 | 1 | 23 | 2 | 1 | 0 | 0 | 1 | 0 | 0 | 0 | 1 | 0 | 0 | 0 | 0 | 0 | 0 | 0 | 1 | 23 | 1 | 23
531 | 23 | 1 | 23 | 3 | 1 | 0 | 0 | 1 | 0 | 0 | 0 | 1 | 0 | 0 | 0 | 0 | 0 | 0 | 0 | 1 | 23 | 1 | 23
532 | 23 | 1 | 23 | 4 | 1 | 0 | 0 | 1 | 0 | 0 | 0 | 1 | 0 | 0 | 0 | 0 | 0 | 0 | 0 | 1 | 23 | 1 | 23
533 | 23 | 1 | 23 | 5 | 1 | 0 | 0 | 1 | 0 | 0 | 0 | 1 | 0 | 0 | 0 | 0 | 0 | 0 | 0 | 1 | 23 | 1 | 23
534 | 23 | 1 | 23 | 6 | 1 | 0 | 0 | 1 | 0 | 0 | 0 | 1 | 0 | 0 | 0 | 0 | 0 | 0 | 0 | 1 | 23 | 1 | 23
535 | 23 | 1 | 23 | 7 | 1 | 0 | 0 | 1 | 0 | 0 | 0 | 1 | 0 | 0 | 0 | 0 | 0 | 0 | 0 | 1 | 23 | 1 | 23
536 | 23 | 1 | 23 | 8 | 1 | 0 | 0 | 1 | 0 | 0 | 0 | 1 | 0 | 0 | 0 | 0 | 0 | 0 | 0 | 1 | 23 | 1 | 23
537 | 23 | 1 | 23 | 9 | 1 | 0 | 0 | 1 | 0 | 0 | 0 | 1 | 0 | 0 | 0 | 0 | 0 | 0 | 0 | 1 | 23 | 1 | 23
538 | 23 | 1 | 23 | 10 | 1 | 0 | 0 | 1 | 0 | 0 | 0 | 1 | 0 | 0 | 0 | 0 | 0 | 0 | 0 | 1 | 23 | 1 | 23
539 | 23 | 1 | 23 | 11 | 1 | 0 | 0 | 1 | 0 | 0 | 0 | 1 | 0 | 0 | 0 | 0 | 0 | 0 | 0 | 1 | 23 | 1 | 23
540 | 23 | 1 | 23 | 12 | 1 | 0 | 0 | 1 | 0 | 0 | 0 | 1 | 0 | 0 | 0 | 0 | 0 | 0 | 0 | 1 | 23 | 1 | 23
541 | 23 | 1 | 23 | 13 | 1 | 0 | 0 | 1 | 0 | 0 | 0 | 1 | 0 | 0 | 0 | 0 | 0 | 0 | 0 | 1 | 23 | 1 | 23
542 | 23 | 1 | 23 | 14 | 1 | 0 | 0 | 1 | 0 | 0 | 0 | 1 | 0 | 0 | 0 | 0 | 0 | 0 | 0 | 1 | 23 | 1 | 23
543 | 23 | 1 | 23 | 15 | 1 | 0 | 0 | 1 | 0 | 0 | 0 | 1 | 0 | 0 | 0 | 0 | 0 | 0 | 0 | 1 | 23 | 1 | 23
544 | 23 | 1 | 23 | 16 | 1 | 0 | 0 | 1 | 0 | 0 | 0 | 1 | 0 | 0 | 0 | 0 | 0 | 0 | 0 | 1 | 23 | 1 | 23
545 | 23 | 1 | 23 | 17 | 1 | 0 | 0 | 1 | 0 | 0 | 0 | 1 | 0 | 0 | 0 | 0 | 0 | 0 | 0 | 1 | 23 | 1 | 23
546 | 23 | 1 | 23 | 18 | 1 | 0 | 0 | 1 | 0 | 0 | 0 | 1 | 0 | 0 | 0 | 0 | 0 | 0 | 0 | 1 | 23 | 1 | 23
547 | 23 | 1 | 23 | 19 | 1 | 0 | 1 | 0 | 0 | 0 | 0 | 1 | 0 | 0 | 0 | 0 | 0 | 0 | 0 | 1 | 23 | 1 | 23
548 | 23 | 1 | 23 | 20 | 1 | 0 | 1 | 0 | 0 | 0 | 0 | 1 | 0 | 0 | 0 | 0 | 0 | 0 | 0 | 1 | 23 | 1 | 23
549 | 23 | 1 | 23 | 21 | 1 | 0 | 0 | 1 | 0 | 0 | 0 | 1 | 0 | 0 | 0 | 0 | 0 | 0 | 0 | 1 | 23 | 1 | 23
550 | 23 | 1 | 23 | 22 | 1 | 0 | 0 | 1 | 0 | 0 | 0 | 1 | 0 | 0 | 0 | 0 | 0 | 0 | 0 | 1 | 23 | 1 | 23
551 | 23 | 1 | 23 | 23 | 1 | 0 | 0 | 1 | 0 | 0 | 0 | 1 | 0 | 0 | 0 | 0 | 0 | 0 | 0 | 1 | 23 | 1 | 23
552 | 23 | 1 | 23 | 24 | 1 | 0 | 0 | 1 | 0 | 0 | 0 | 1 | 0 | 0 | 0 | 0 | 0 | 0 | 0 | 1 | 23 | 1 | 23
553 | 24 | 1 | 24 | 1 | 1 | 0 | 0 | 1 | 0 | 0 | 0 | 1 | 0 | 0 | 0 | 0 | 0 | 0 | 0 | 1 | 24 | 1 | 24
554 | 24 | 1 | 24 | 2 | 1 | 0 | 0 | 1 | 0 | 0 | 0 | 1 | 0 | 0 | 0 | 0 | 0 | 0 | 0 | 1 | 24 | 1 | 24
555 | 24 | 1 | 24 | 3 | 1 | 0 | 0 | 1 | 0 | 0 | 0 | 1 | 0 | 0 | 0 | 0 | 0 | 0 | 0 | 1 | 24 | 1 | 24
556 | 24 | 1 | 24 | 4 | 1 | 0 | 0 | 1 | 0 | 0 | 0 | 1 | 0 | 0 | 0 | 0 | 0 | 0 | 0 | 1 | 24 | 1 | 24
557 | 24 | 1 | 24 | 5 | 1 | 0 | 0 | 1 | 0 | 0 | 0 | 1 | 0 | 0 | 0 | 0 | 0 | 0 | 0 | 1 | 24 | 1 | 24
558 | 24 | 1 | 24 | 6 | 1 | 0 | 0 | 1 | 0 | 0 | 0 | 1 | 0 | 0 | 0 | 0 | 0 | 0 | 0 | 1 | 24 | 1 | 24
559 | 24 | 1 | 24 | 7 | 1 | 0 | 0 | 1 | 0 | 0 | 0 | 1 | 0 | 0 | 0 | 0 | 0 | 0 | 0 | 1 | 24 | 1 | 24
560 | 24 | 1 | 24 | 8 | 1 | 0 | 0 | 1 | 0 | 0 | 0 | 1 | 0 | 0 | 0 | 0 | 0 | 0 | 0 | 1 | 24 | 1 | 24
561 | 24 | 1 | 24 | 9 | 1 | 0 | 0 | 1 | 0 | 0 | 0 | 1 | 0 | 0 | 0 | 0 | 0 | 0 | 0 | 1 | 24 | 1 | 24
562 | 24 | 1 | 24 | 10 | 1 | 0 | 0 | 1 | 0 | 0 | 0 | 1 | 0 | 0 | 0 | 0 | 0 | 0 | 0 | 1 | 24 | 1 | 24
563 | 24 | 1 | 24 | 11 | 1 | 0 | 0 | 1 | 0 | 0 | 0 | 1 | 0 | 0 | 0 | 0 | 0 | 0 | 0 | 1 | 24 | 1 | 24
564 | 24 | 1 | 24 | 12 | 1 | 0 | 0 | 1 | 0 | 0 | 0 | 1 | 0 | 0 | 0 | 0 | 0 | 0 | 0 | 1 | 24 | 1 | 24
565 | 24 | 1 | 24 | 13 | 1 | 0 | 0 | 1 | 0 | 0 | 0 | 1 | 0 | 0 | 0 | 0 | 0 | 0 | 0 | 1 | 24 | 1 | 24
566 | 24 | 1 | 24 | 14 | 1 | 0 | 0 | 1 | 0 | 0 | 0 | 1 | 0 | 0 | 0 | 0 | 0 | 0 | 0 | 1 | 24 | 1 | 24
567 | 24 | 1 | 24 | 15 | 1 | 0 | 0 | 1 | 0 | 0 | 0 | 1 | 0 | 0 | 0 | 0 | 0 | 0 | 0 | 1 | 24 | 1 | 24
568 | 24 | 1 | 24 | 16 | 1 | 0 | 0 | 1 | 0 | 0 | 0 | 1 | 0 | 0 | 0 | 0 | 0 | 0 | 0 | 1 | 24 | 1 | 24
569 | 24 | 1 | 24 | 17 | 1 | 0 | 0 | 1 | 0 | 0 | 0 | 1 | 0 | 0 | 0 | 0 | 0 | 0 | 0 | 1 | 24 | 1 | 24
570 | 24 | 1 | 24 | 18 | 1 | 0 | 0 | 1 | 0 | 0 | 0 | 1 | 0 | 0 | 0 | 0 | 0 | 0 | 0 | 1 | 24 | 1 | 24
571 | 24 | 1 | 24 | 19 | 1 | 0 | 1 | 0 | 0 | 0 | 0 | 1 | 0 | 0 | 0 | 0 | 0 | 0 | 0 | 1 | 24 | 1 | 24
572 | 24 | 1 | 24 | 20 | 1 | 0 | 1 | 0 | 0 | 0 | 0 | 1 | 0 | 0 | 0 | 0 | 0 | 0 | 0 | 1 | 24 | 1 | 24
573 | 24 | 1 | 24 | 21 | 1 | 0 | 0 | 1 | 0 | 0 | 0 | 1 | 0 | 0 | 0 | 0 | 0 | 0 | 0 | 1 | 24 | 1 | 24
574 | 24 | 1 | 24 | 22 | 1 | 0 | 0 | 1 | 0 | 0 | 0 | 1 | 0 | 0 | 0 | 0 | 0 | 0 | 0 | 1 | 24 | 1 | 24
575 | 24 | 1 | 24 | 23 | 1 | 0 | 0 | 1 | 0 | 0 | 0 | 1 | 0 | 0 | 0 | 0 | 0 | 0 | 0 | 1 | 24 | 1 | 24
576 | 24 | 1 | 24 | 24 | 1 | 0 | 0 | 1 | 0 | 0 | 0 | 1 | 0 | 0 | 0 | 0 | 0 | 0 | 0 | 1 | 24 | 1 | 24
577 | 25 | 1 | 25 | 1 | 1 | 0 | 0 | 1 | 0 | 0 | 0 | 1 | 0 | 0 | 0 | 0 | 0 | 0 | 0 | 1 | 25 | 1 | 25
578 | 25 | 1 | 25 | 2 | 1 | 0 | 0 | 1 | 0 | 0 | 0 | 1 | 0 | 0 | 0 | 0 | 0 | 0 | 0 | 1 | 25 | 1 | 25
579 | 25 | 1 | 25 | 3 | 1 | 0 | 0 | 1 | 0 | 0 | 0 | 1 | 0 | 0 | 0 | 0 | 0 | 0 | 0 | 1 | 25 | 1 | 25
580 | 25 | 1 | 25 | 4 | 1 | 0 | 0 | 1 | 0 | 0 | 0 | 1 | 0 | 0 | 0 | 0 | 0 | 0 | 0 | 1 | 25 | 1 | 25
581 | 25 | 1 | 25 | 5 | 1 | 0 | 0 | 1 | 0 | 0 | 0 | 1 | 0 | 0 | 0 | 0 | 0 | 0 | 0 | 1 | 25 | 1 | 25
582 | 25 | 1 | 25 | 6 | 1 | 0 | 0 | 1 | 0 | 0 | 0 | 1 | 0 | 0 | 0 | 0 | 0 | 0 | 0 | 1 | 25 | 1 | 25
583 | 25 | 1 | 25 | 7 | 1 | 0 | 0 | 1 | 0 | 0 | 0 | 1 | 0 | 0 | 0 | 0 | 0 | 0 | 0 | 1 | 25 | 1 | 25
584 | 25 | 1 | 25 | 8 | 1 | 0 | 0 | 1 | 0 | 0 | 0 | 1 | 0 | 0 | 0 | 0 | 0 | 0 | 0 | 1 | 25 | 1 | 25
585 | 25 | 1 | 25 | 9 | 1 | 0 | 0 | 1 | 0 | 0 | 0 | 1 | 0 | 0 | 0 | 0 | 0 | 0 | 0 | 1 | 25 | 1 | 25
586 | 25 | 1 | 25 | 10 | 1 | 0 | 0 | 1 | 0 | 0 | 0 | 1 | 0 | 0 | 0 | 0 | 0 | 0 | 0 | 1 | 25 | 1 | 25
587 | 25 | 1 | 25 | 11 | 1 | 0 | 0 | 1 | 0 | 0 | 0 | 1 | 0 | 0 | 0 | 0 | 0 | 0 | 0 | 1 | 25 | 1 | 25
588 | 25 | 1 | 25 | 12 | 1 | 0 | 0 | 1 | 0 | 0 | 0 | 1 | 0 | 0 | 0 | 0 | 0 | 0 | 0 | 1 | 25 | 1 | 25
589 | 25 | 1 | 25 | 13 | 1 | 0 | 0 | 1 | 0 | 0 | 0 | 1 | 0 | 0 | 0 | 0 | 0 | 0 | 0 | 1 | 25 | 1 | 25
590 | 25 | 1 | 25 | 14 | 1 | 0 | 0 | 1 | 0 | 0 | 0 | 1 | 0 | 0 | 0 | 0 | 0 | 0 | 0 | 1 | 25 | 1 | 25
591 | 25 | 1 | 25 | 15 | 1 | 0 | 0 | 1 | 0 | 0 | 0 | 1 | 0 | 0 | 0 | 0 | 0 | 0 | 0 | 1 | 25 | 1 | 25
592 | 25 | 1 | 25 | 16 | 1 | 0 | 0 | 1 | 0 | 0 | 0 | 1 | 0 | 0 | 0 | 0 | 0 | 0 | 0 | 1 | 25 | 1 | 25
593 | 25 | 1 | 25 | 17 | 1 | 0 | 0 | 1 | 0 | 0 | 0 | 1 | 0 | 0 | 0 | 0 | 0 | 0 | 0 | 1 | 25 | 1 | 25
594 | 25 | 1 | 25 | 18 | 1 | 0 | 0 | 1 | 0 | 0 | 0 | 1 | 0 | 0 | 0 | 0 | 0 | 0 | 0 | 1 | 25 | 1 | 25
595 | 25 | 1 | 25 | 19 | 1 | 0 | 1 | 0 | 0 | 0 | 0 | 1 | 0 | 0 | 0 | 0 | 0 | 0 | 0 | 1 | 25 | 1 | 25
596 | 25 | 1 | 25 | 20 | 1 | 0 | 1 | 0 | 0 | 0 | 0 | 1 | 0 | 0 | 0 | 0 | 0 | 0 | 0 | 1 | 25 | 1 | 25
597 | 25 | 1 | 25 | 21 | 1 | 0 | 0 | 1 | 0 | 0 | 0 | 1 | 0 | 0 | 0 | 0 | 0 | 0 | 0 | 1 | 25 | 1 | 25
598 | 25 | 1 | 25 | 22 | 1 | 0 | 0 | 1 | 0 | 0 | 0 | 1 | 0 | 0 | 0 | 0 | 0 | 0 | 0 | 1 | 25 | 1 | 25
599 | 25 | 1 | 25 | 23 | 1 | 0 | 0 | 1 | 0 | 0 | 0 | 1 | 0 | 0 | 0 | 0 | 0 | 0 | 0 | 1 | 25 | 1 | 25
600 | 25 | 1 | 25 | 24 | 1 | 0 | 0 | 1 | 0 | 0 | 0 | 1 | 0 | 0 | 0 | 0 | 0 | 0 | 0 | 1 | 25 | 1 | 25
601 | 26 | 1 | 26 | 1 | 1 | 0 | 0 | 1 | 0 | 0 | 0 | 1 | 0 | 0 | 0 | 0 | 0 | 0 | 0 | 1 | 26 | 1 | 26
602 | 26 | 1 | 26 | 2 | 1 | 0 | 0 | 1 | 0 | 0 | 0 | 1 | 0 | 0 | 0 | 0 | 0 | 0 | 0 | 1 | 26 | 1 | 26
603 | 26 | 1 | 26 | 3 | 1 | 0 | 0 | 1 | 0 | 0 | 0 | 1 | 0 | 0 | 0 | 0 | 0 | 0 | 0 | 1 | 26 | 1 | 26
604 | 26 | 1 | 26 | 4 | 1 | 0 | 0 | 1 | 0 | 0 | 0 | 1 | 0 | 0 | 0 | 0 | 0 | 0 | 0 | 1 | 26 | 1 | 26
605 | 26 | 1 | 26 | 5 | 1 | 0 | 0 | 1 | 0 | 0 | 0 | 1 | 0 | 0 | 0 | 0 | 0 | 0 | 0 | 1 | 26 | 1 | 26
606 | 26 | 1 | 26 | 6 | 1 | 0 | 0 | 1 | 0 | 0 | 0 | 1 | 0 | 0 | 0 | 0 | 0 | 0 | 0 | 1 | 26 | 1 | 26
607 | 26 | 1 | 26 | 7 | 1 | 0 | 0 | 1 | 0 | 0 | 0 | 1 | 0 | 0 | 0 | 0 | 0 | 0 | 0 | 1 | 26 | 1 | 26
608 | 26 | 1 | 26 | 8 | 1 | 0 | 0 | 1 | 0 | 0 | 0 | 1 | 0 | 0 | 0 | 0 | 0 | 0 | 0 | 1 | 26 | 1 | 26
609 | 26 | 1 | 26 | 9 | 1 | 0 | 0 | 1 | 0 | 0 | 0 | 1 | 0 | 0 | 0 | 0 | 0 | 0 | 0 | 1 | 26 | 1 | 26
610 | 26 | 1 | 26 | 10 | 1 | 0 | 0 | 1 | 0 | 0 | 0 | 1 | 0 | 0 | 0 | 0 | 0 | 0 | 0 | 1 | 26 | 1 | 26
611 | 26 | 1 | 26 | 11 | 1 | 0 | 0 | 1 | 0 | 0 | 0 | 1 | 0 | 0 | 0 | 0 | 0 | 0 | 0 | 1 | 26 | 1 | 26
612 | 26 | 1 | 26 | 12 | 1 | 0 | 0 | 1 | 0 | 0 | 0 | 1 | 0 | 0 | 0 | 0 | 0 | 0 | 0 | 1 | 26 | 1 | 26
613 | 26 | 1 | 26 | 13 | 1 | 0 | 0 | 1 | 0 | 0 | 0 | 1 | 0 | 0 | 0 | 0 | 0 | 0 | 0 | 1 | 26 | 1 | 26
614 | 26 | 1 | 26 | 14 | 1 | 0 | 0 | 1 | 0 | 0 | 0 | 1 | 0 | 0 | 0 | 0 | 0 | 0 | 0 | 1 | 26 | 1 | 26
615 | 26 | 1 | 26 | 15 | 1 | 0 | 0 | 1 | 0 | 0 | 0 | 1 | 0 | 0 | 0 | 0 | 0 | 0 | 0 | 1 | 26 | 1 | 26
616 | 26 | 1 | 26 | 16 | 1 | 0 | 0 | 1 | 0 | 0 | 0 | 1 | 0 | 0 | 0 | 0 | 0 | 0 | 0 | 1 | 26 | 1 | 26
617 | 26 | 1 | 26 | 17 | 1 | 0 | 0 | 1 | 0 | 0 | 0 | 1 | 0 | 0 | 0 | 0 | 0 | 0 | 0 | 1 | 26 | 1 | 26
618 | 26 | 1 | 26 | 18 | 1 | 0 | 0 | 1 | 0 | 0 | 0 | 1 | 0 | 0 | 0 | 0 | 0 | 0 | 0 | 1 | 26 | 1 | 26
619 | 26 | 1 | 26 | 19 | 1 | 0 | 1 | 0 | 0 | 0 | 0 | 1 | 0 | 0 | 0 | 0 | 0 | 0 | 0 | 1 | 26 | 1 | 26
620 | 26 | 1 | 26 | 20 | 1 | 0 | 1 | 0 | 0 | 0 | 0 | 1 | 0 | 0 | 0 | 0 | 0 | 0 | 0 | 1 | 26 | 1 | 26
621 | 26 | 1 | 26 | 21 | 1 | 0 | 0 | 1 | 0 | 0 | 0 | 1 | 0 | 0 | 0 | 0 | 0 | 0 | 0 | 1 | 26 | 1 | 26
622 | 26 | 1 | 26 | 22 | 1 | 0 | 0 | 1 | 0 | 0 | 0 | 1 | 0 | 0 | 0 | 0 | 0 | 0 | 0 | 1 | 26 | 1 | 26
623 | 26 | 1 | 26 | 23 | 1 | 0 | 0 | 1 | 0 | 0 | 0 | 1 | 0 | 0 | 0 | 0 | 0 | 0 | 0 | 1 | 26 | 1 | 26
624 | 26 | 1 | 26 | 24 | 1 | 0 | 0 | 1 | 0 | 0 | 0 | 1 | 0 | 0 | 0 | 0 | 0 | 0 | 0 | 1 | 26 | 1 | 26
625 | 27 | 1 | 27 | 1 | 1 | 0 | 0 | 1 | 0 | 0 | 0 | 1 | 0 | 0 | 0 | 0 | 0 | 0 | 0 | 1 | 27 | 1 | 27
626 | 27 | 1 | 27 | 2 | 1 | 0 | 0 | 1 | 0 | 0 | 0 | 1 | 0 | 0 | 0 | 0 | 0 | 0 | 0 | 1 | 27 | 1 | 27
627 | 27 | 1 | 27 | 3 | 1 | 0 | 0 | 1 | 0 | 0 | 0 | 1 | 0 | 0 | 0 | 0 | 0 | 0 | 0 | 1 | 27 | 1 | 27
628 | 27 | 1 | 27 | 4 | 1 | 0 | 0 | 1 | 0 | 0 | 0 | 1 | 0 | 0 | 0 | 0 | 0 | 0 | 0 | 1 | 27 | 1 | 27
629 | 27 | 1 | 27 | 5 | 1 | 0 | 0 | 1 | 0 | 0 | 0 | 1 | 0 | 0 | 0 | 0 | 0 | 0 | 0 | 1 | 27 | 1 | 27
630 | 27 | 1 | 27 | 6 | 1 | 0 | 0 | 1 | 0 | 0 | 0 | 1 | 0 | 0 | 0 | 0 | 0 | 0 | 0 | 1 | 27 | 1 | 27
631 | 27 | 1 | 27 | 7 | 1 | 0 | 0 | 1 | 0 | 0 | 0 | 1 | 0 | 0 | 0 | 0 | 0 | 0 | 0 | 1 | 27 | 1 | 27
632 | 27 | 1 | 27 | 8 | 1 | 0 | 0 | 1 | 0 | 0 | 0 | 1 | 0 | 0 | 0 | 0 | 0 | 0 | 0 | 1 | 27 | 1 | 27
633 | 27 | 1 | 27 | 9 | 1 | 0 | 0 | 1 | 0 | 0 | 0 | 1 | 0 | 0 | 0 | 0 | 0 | 0 | 0 | 1 | 27 | 1 | 27
634 | 27 | 1 | 27 | 10 | 1 | 0 | 0 | 1 | 0 | 0 | 0 | 1 | 0 | 0 | 0 | 0 | 0 | 0 | 0 | 1 | 27 | 1 | 27
635 | 27 | 1 | 27 | 11 | 1 | 0 | 0 | 1 | 0 | 0 | 0 | 1 | 0 | 0 | 0 | 0 | 0 | 0 | 0 | 1 | 27 | 1 | 27
636 | 27 | 1 | 27 | 12 | 1 | 0 | 0 | 1 | 0 | 0 | 0 | 1 | 0 | 0 | 0 | 0 | 0 | 0 | 0 | 1 | 27 | 1 | 27
637 | 27 | 1 | 27 | 13 | 1 | 0 | 0 | 1 | 0 | 0 | 0 | 1 | 0 | 0 | 0 | 0 | 0 | 0 | 0 | 1 | 27 | 1 | 27
638 | 27 | 1 | 27 | 14 | 1 | 0 | 0 | 1 | 0 | 0 | 0 | 1 | 0 | 0 | 0 | 0 | 0 | 0 | 0 | 1 | 27 | 1 | 27
639 | 27 | 1 | 27 | 15 | 1 | 0 | 0 | 1 | 0 | 0 | 0 | 1 | 0 | 0 | 0 | 0 | 0 | 0 | 0 | 1 | 27 | 1 | 27
640 | 27 | 1 | 27 | 16 | 1 | 0 | 0 | 1 | 0 | 0 | 0 | 1 | 0 | 0 | 0 | 0 | 0 | 0 | 0 | 1 | 27 | 1 | 27
641 | 27 | 1 | 27 | 17 | 1 | 0 | 0 | 1 | 0 | 0 | 0 | 1 | 0 | 0 | 0 | 0 | 0 | 0 | 0 | 1 | 27 | 1 | 27
642 | 27 | 1 | 27 | 18 | 1 | 0 | 0 | 1 | 0 | 0 | 0 | 1 | 0 | 0 | 0 | 0 | 0 | 0 | 0 | 1 | 27 | 1 | 27
643 | 27 | 1 | 27 | 19 | 1 | 0 | 1 | 0 | 0 | 0 | 0 | 1 | 0 | 0 | 0 | 0 | 0 | 0 | 0 | 1 | 27 | 1 | 27
644 | 27 | 1 | 27 | 20 | 1 | 0 | 1 | 0 | 0 | 0 | 0 | 1 | 0 | 0 | 0 | 0 | 0 | 0 | 0 | 1 | 27 | 1 | 27
645 | 27 | 1 | 27 | 21 | 1 | 0 | 0 | 1 | 0 | 0 | 0 | 1 | 0 | 0 | 0 | 0 | 0 | 0 | 0 | 1 | 27 | 1 | 27
646 | 27 | 1 | 27 | 22 | 1 | 0 | 0 | 1 | 0 | 0 | 0 | 1 | 0 | 0 | 0 | 0 | 0 | 0 | 0 | 1 | 27 | 1 | 27
647 | 27 | 1 | 27 | 23 | 1 | 0 | 0 | 1 | 0 | 0 | 0 | 1 | 0 | 0 | 0 | 0 | 0 | 0 | 0 | 1 | 27 | 1 | 27
648 | 27 | 1 | 27 | 24 | 1 | 0 | 0 | 1 | 0 | 0 | 0 | 1 | 0 | 0 | 0 | 0 | 0 | 0 | 0 | 1 | 27 | 1 | 27
649 | 28 | 1 | 28 | 1 | 0 | 0 | 0 | 1 | 0 | 0 | 0 | 1 | 0 | 0 | 0 | 0 | 0 | 0 | 0 | 1 | 28 | 1 | 28
650 | 28 | 1 | 28 | 2 | 0 | 0 | 0 | 1 | 0 | 0 | 0 | 1 | 0 | 0 | 0 | 0 | 0 | 0 | 0 | 1 | 28 | 1 | 28
651 | 28 | 1 | 28 | 3 | 0 | 0 | 0 | 1 | 0 | 0 | 0 | 1 | 0 | 0 | 0 | 0 | 0 | 0 | 0 | 1 | 28 | 1 | 28
652 | 28 | 1 | 28 | 4 | 0 | 0 | 0 | 1 | 0 | 0 | 0 | 1 | 0 | 0 | 0 | 0 | 0 | 0 | 0 | 1 | 28 | 1 | 28
653 | 28 | 1 | 28 | 5 | 0 | 0 | 0 | 1 | 0 | 0 | 0 | 1 | 0 | 0 | 0 | 0 | 0 | 0 | 0 | 1 | 28 | 1 | 28
654 | 28 | 1 | 28 | 6 | 0 | 0 | 0 | 1 | 0 | 0 | 0 | 1 | 0 | 0 | 0 | 0 | 0 | 0 | 0 | 1 | 28 | 1 | 28
655 | 28 | 1 | 28 | 7 | 0 | 0 | 0 | 1 | 0 | 0 | 0 | 1 | 0 | 0 | 0 | 0 | 0 | 0 | 0 | 1 | 28 | 1 | 28
656 | 28 | 1 | 28 | 8 | 0 | 0 | 0 | 1 | 0 | 0 | 0 | 1 | 0 | 0 | 0 | 0 | 0 | 0 | 0 | 1 | 28 | 1 | 28
657 | 28 | 1 | 28 | 9 | 0 | 0 | 0 | 1 | 0 | 0 | 0 | 1 | 0 | 0 | 0 | 0 | 0 | 0 | 0 | 1 | 28 | 1 | 28
658 | 28 | 1 | 28 | 10 | 0 | 0 | 0 | 1 | 0 | 0 | 0 | 1 | 0 | 0 | 0 | 0 | 0 | 0 | 0 | 1 | 28 | 1 | 28
659 | 28 | 1 | 28 | 11 | 0 | 0 | 0 | 1 | 0 | 0 | 0 | 1 | 0 | 0 | 0 | 0 | 0 | 0 | 0 | 1 | 28 | 1 | 28
660 | 28 | 1 | 28 | 12 | 0 | 0 | 0 | 1 | 0 | 0 | 0 | 1 | 0 | 0 | 0 | 0 | 0 | 0 | 0 | 1 | 28 | 1 | 28
661 | 28 | 1 | 28 | 13 | 0 | 0 | 0 | 1 | 0 | 0 | 0 | 1 | 0 | 0 | 0 | 0 | 0 | 0 | 0 | 1 | 28 | 1 | 28
662 | 28 | 1 | 28 | 14 | 0 | 0 | 0 | 1 | 0 | 0 | 0 | 1 | 0 | 0 | 0 | 0 | 0 | 0 | 0 | 1 | 28 | 1 | 28
663 | 28 | 1 | 28 | 15 | 0 | 0 | 0 | 1 | 0 | 0 | 0 | 1 | 0 | 0 | 0 | 0 | 0 | 0 | 0 | 1 | 28 | 1 | 28
664 | 28 | 1 | 28 | 16 | 0 | 0 | 0 | 1 | 0 | 0 | 0 | 1 | 0 | 0 | 0 | 0 | 0 | 0 | 0 | 1 | 28 | 1 | 28
665 | 28 | 1 | 28 | 17 | 0 | 0 | 0 | 1 | 0 | 0 | 0 | 1 | 0 | 0 | 0 | 0 | 0 | 0 | 0 | 1 | 28 | 1 | 28
666 | 28 | 1 | 28 | 18 | 0 | 0 | 0 | 1 | 0 | 0 | 0 | 1 | 0 | 0 | 0 | 0 | 0 | 0 | 0 | 1 | 28 | 1 | 28
667 | 28 | 1 | 28 | 19 | 0 | 0 | 0 | 1 | 0 | 0 | 0 | 1 | 0 | 0 | 0 | 0 | 0 | 0 | 0 | 1 | 28 | 1 | 28
668 | 28 | 1 | 28 | 20 | 0 | 0 | 0 | 1 | 0 | 0 | 0 | 1 | 0 | 0 | 0 | 0 | 0 | 0 | 0 | 1 | 28 | 1 | 28
669 | 28 | 1 | 28 | 21 | 0 | 0 | 0 | 1 | 0 | 0 | 0 | 1 | 0 | 0 | 0 | 0 | 0 | 0 | 0 | 1 | 28 | 1 | 28
670 | 28 | 1 | 28 | 22 | 0 | 0 | 0 | 1 | 0 | 0 | 0 | 1 | 0 | 0 | 0 | 0 | 0 | 0 | 0 | 1 | 28 | 1 | 28
671 | 28 | 1 | 28 | 23 | 0 | 0 | 0 | 1 | 0 | 0 | 0 | 1 | 0 | 0 | 0 | 0 | 0 | 0 | 0 | 1 | 28 | 1 | 28
672 | 28 | 1 | 28 | 24 | 0 | 0 | 0 | 1 | 0 | 0 | 0 | 1 | 0 | 0 | 0 | 0 | 0 | 0 | 0 | 1 | 28 | 1 | 28
673 | 29 | 1 | 29 | 1 | 0 | 0 | 0 | 1 | 0 | 0 | 0 | 1 | 0 | 0 | 0 | 0 | 0 | 0 | 0 | 1 | 29 | 1 | 29
674 | 29 | 1 | 29 | 2 | 0 | 0 | 0 | 1 | 0 | 0 | 0 | 1 | 0 | 0 | 0 | 0 | 0 | 0 | 0 | 1 | 29 | 1 | 29
675 | 29 | 1 | 29 | 3 | 0 | 0 | 0 | 1 | 0 | 0 | 0 | 1 | 0 | 0 | 0 | 0 | 0 | 0 | 0 | 1 | 29 | 1 | 29
676 | 29 | 1 | 29 | 4 | 0 | 0 | 0 | 1 | 0 | 0 | 0 | 1 | 0 | 0 | 0 | 0 | 0 | 0 | 0 | 1 | 29 | 1 | 29
677 | 29 | 1 | 29 | 5 | 0 | 0 | 0 | 1 | 0 | 0 | 0 | 1 | 0 | 0 | 0 | 0 | 0 | 0 | 0 | 1 | 29 | 1 | 29
678 | 29 | 1 | 29 | 6 | 0 | 0 | 0 | 1 | 0 | 0 | 0 | 1 | 0 | 0 | 0 | 0 | 0 | 0 | 0 | 1 | 29 | 1 | 29
679 | 29 | 1 | 29 | 7 | 0 | 0 | 0 | 1 | 0 | 0 | 0 | 1 | 0 | 0 | 0 | 0 | 0 | 0 | 0 | 1 | 29 | 1 | 29
680 | 29 | 1 | 29 | 8 | 0 | 0 | 0 | 1 | 0 | 0 | 0 | 1 | 0 | 0 | 0 | 0 | 0 | 0 | 0 | 1 | 29 | 1 | 29
681 | 29 | 1 | 29 | 9 | 0 | 0 | 0 | 1 | 0 | 0 | 0 | 1 | 0 | 0 | 0 | 0 | 0 | 0 | 0 | 1 | 29 | 1 | 29
682 | 29 | 1 | 29 | 10 | 0 | 0 | 0 | 1 | 0 | 0 | 0 | 1 | 0 | 0 | 0 | 0 | 0 | 0 | 0 | 1 | 29 | 1 | 29
683 | 29 | 1 | 29 | 11 | 0 | 0 | 0 | 1 | 0 | 0 | 0 | 1 | 0 | 0 | 0 | 0 | 0 | 0 | 0 | 1 | 29 | 1 | 29
684 | 29 | 1 | 29 | 12 | 0 | 0 | 0 | 1 | 0 | 0 | 0 | 1 | 0 | 0 | 0 | 0 | 0 | 0 | 0 | 1 | 29 | 1 | 29
685 | 29 | 1 | 29 | 13 | 0 | 0 | 0 | 1 | 0 | 0 | 0 | 1 | 0 | 0 | 0 | 0 | 0 | 0 | 0 | 1 | 29 | 1 | 29
686 | 29 | 1 | 29 | 14 | 0 | 0 | 0 | 1 | 0 | 0 | 0 | 1 | 0 | 0 | 0 | 0 | 0 | 0 | 0 | 1 | 29 | 1 | 29
687 | 29 | 1 | 29 | 15 | 0 | 0 | 0 | 1 | 0 | 0 | 0 | 1 | 0 | 0 | 0 | 0 | 0 | 0 | 0 | 1 | 29 | 1 | 29
688 | 29 | 1 | 29 | 16 | 0 | 0 | 0 | 1 | 0 | 0 | 0 | 1 | 0 | 0 | 0 | 0 | 0 | 0 | 0 | 1 | 29 | 1 | 29
689 | 29 | 1 | 29 | 17 | 0 | 0 | 0 | 1 | 0 | 0 | 0 | 1 | 0 | 0 | 0 | 0 | 0 | 0 | 0 | 1 | 29 | 1 | 29
690 | 29 | 1 | 29 | 18 | 0 | 0 | 0 | 1 | 0 | 0 | 0 | 1 | 0 | 0 | 0 | 0 | 0 | 0 | 0 | 1 | 29 | 1 | 29
691 | 29 | 1 | 29 | 19 | 0 | 0 | 0 | 1 | 0 | 0 | 0 | 1 | 0 | 0 | 0 | 0 | 0 | 0 | 0 | 1 | 29 | 1 | 29
692 | 29 | 1 | 29 | 20 | 0 | 0 | 0 | 1 | 0 | 0 | 0 | 1 | 0 | 0 | 0 | 0 | 0 | 0 | 0 | 1 | 29 | 1 | 29
693 | 29 | 1 | 29 | 21 | 0 | 0 | 0 | 1 | 0 | 0 | 0 | 1 | 0 | 0 | 0 | 0 | 0 | 0 | 0 | 1 | 29 | 1 | 29
694 | 29 | 1 | 29 | 22 | 0 | 0 | 0 | 1 | 0 | 0 | 0 | 1 | 0 | 0 | 0 | 0 | 0 | 0 | 0 | 1 | 29 | 1 | 29
695 | 29 | 1 | 29 | 23 | 0 | 0 | 0 | 1 | 0 | 0 | 0 | 1 | 0 | 0 | 0 | 0 | 0 | 0 | 0 | 1 | 29 | 1 | 29
696 | 29 | 1 | 29 | 24 | 0 | 0 | 0 | 1 | 0 | 0 | 0 | 1 | 0 | 0 | 0 | 0 | 0 | 0 | 0 | 1 | 29 | 1 | 29
697 | 30 | 1 | 30 | 1 | 1 | 0 | 0 | 1 | 0 | 0 | 0 | 1 | 0 | 0 | 0 | 0 | 0 | 0 | 0 | 1 | 30 | 1 | 30
698 | 30 | 1 | 30 | 2 | 1 | 0 | 0 | 1 | 0 | 0 | 0 | 1 | 0 | 0 | 0 | 0 | 0 | 0 | 0 | 1 | 30 | 1 | 30
699 | 30 | 1 | 30 | 3 | 1 | 0 | 0 | 1 | 0 | 0 | 0 | 1 | 0 | 0 | 0 | 0 | 0 | 0 | 0 | 1 | 30 | 1 | 30
700 | 30 | 1 | 30 | 4 | 1 | 0 | 0 | 1 | 0 | 0 | 0 | 1 | 0 | 0 | 0 | 0 | 0 | 0 | 0 | 1 | 30 | 1 | 30
701 | 30 | 1 | 30 | 5 | 1 | 0 | 0 | 1 | 0 | 0 | 0 | 1 | 0 | 0 | 0 | 0 | 0 | 0 | 0 | 1 | 30 | 1 | 30
702 | 30 | 1 | 30 | 6 | 1 | 0 | 0 | 1 | 0 | 0 | 0 | 1 | 0 | 0 | 0 | 0 | 0 | 0 | 0 | 1 | 30 | 1 | 30
703 | 30 | 1 | 30 | 7 | 1 | 0 | 0 | 1 | 0 | 0 | 0 | 1 | 0 | 0 | 0 | 0 | 0 | 0 | 0 | 1 | 30 | 1 | 30
704 | 30 | 1 | 30 | 8 | 1 | 0 | 0 | 1 | 0 | 0 | 0 | 1 | 0 | 0 | 0 | 0 | 0 | 0 | 0 | 1 | 30 | 1 | 30
705 | 30 | 1 | 30 | 9 | 1 | 0 | 0 | 1 | 0 | 0 | 0 | 1 | 0 | 0 | 0 | 0 | 0 | 0 | 0 | 1 | 30 | 1 | 30
706 | 30 | 1 | 30 | 10 | 1 | 0 | 0 | 1 | 0 | 0 | 0 | 1 | 0 | 0 | 0 | 0 | 0 | 0 | 0 | 1 | 30 | 1 | 30
707 | 30 | 1 | 30 | 11 | 1 | 0 | 0 | 1 | 0 | 0 | 0 | 1 | 0 | 0 | 0 | 0 | 0 | 0 | 0 | 1 | 30 | 1 | 30
708 | 30 | 1 | 30 | 12 | 1 | 0 | 0 | 1 | 0 | 0 | 0 | 1 | 0 | 0 | 0 | 0 | 0 | 0 | 0 | 1 | 30 | 1 | 30
709 | 30 | 1 | 30 | 13 | 1 | 0 | 0 | 1 | 0 | 0 | 0 | 1 | 0 | 0 | 0 | 0 | 0 | 0 | 0 | 1 | 30 | 1 | 30
710 | 30 | 1 | 30 | 14 | 1 | 0 | 0 | 1 | 0 | 0 | 0 | 1 | 0 | 0 | 0 | 0 | 0 | 0 | 0 | 1 | 30 | 1 | 30
711 | 30 | 1 | 30 | 15 | 1 | 0 | 0 | 1 | 0 | 0 | 0 | 1 | 0 | 0 | 0 | 0 | 0 | 0 | 0 | 1 | 30 | 1 | 30
712 | 30 | 1 | 30 | 16 | 1 | 0 | 0 | 1 | 0 | 0 | 0 | 1 | 0 | 0 | 0 | 0 | 0 | 0 | 0 | 1 | 30 | 1 | 30
713 | 30 | 1 | 30 | 17 | 1 | 0 | 0 | 1 | 0 | 0 | 0 | 1 | 0 | 0 | 0 | 0 | 0 | 0 | 0 | 1 | 30 | 1 | 30
714 | 30 | 1 | 30 | 18 | 1 | 0 | 0 | 1 | 0 | 0 | 0 | 1 | 0 | 0 | 0 | 0 | 0 | 0 | 0 | 1 | 30 | 1 | 30
715 | 30 | 1 | 30 | 19 | 1 | 0 | 1 | 0 | 0 | 0 | 0 | 1 | 0 | 0 | 0 | 0 | 0 | 0 | 0 | 1 | 30 | 1 | 30
716 | 30 | 1 | 30 | 20 | 1 | 0 | 1 | 0 | 0 | 0 | 0 | 1 | 0 | 0 | 0 | 0 | 0 | 0 | 0 | 1 | 30 | 1 | 30
717 | 30 | 1 | 30 | 21 | 1 | 0 | 0 | 1 | 0 | 0 | 0 | 1 | 0 | 0 | 0 | 0 | 0 | 0 | 0 | 1 | 30 | 1 | 30
718 | 30 | 1 | 30 | 22 | 1 | 0 | 0 | 1 | 0 | 0 | 0 | 1 | 0 | 0 | 0 | 0 | 0 | 0 | 0 | 1 | 30 | 1 | 30
719 | 30 | 1 | 30 | 23 | 1 | 0 | 0 | 1 | 0 | 0 | 0 | 1 | 0 | 0 | 0 | 0 | 0 | 0 | 0 | 1 | 30 | 1 | 30
720 | 30 | 1 | 30 | 24 | 1 | 0 | 0 | 1 | 0 | 0 | 0 | 1 | 0 | 0 | 0 | 0 | 0 | 0 | 0 | 1 | 30 | 1 | 30
721 | 31 | 1 | 31 | 1 | 1 | 0 | 0 | 1 | 0 | 0 | 0 | 1 | 0 | 0 | 0 | 0 | 0 | 0 | 0 | 1 | 31 | 1 | 31
722 | 31 | 1 | 31 | 2 | 1 | 0 | 0 | 1 | 0 | 0 | 0 | 1 | 0 | 0 | 0 | 0 | 0 | 0 | 0 | 1 | 31 | 1 | 31
723 | 31 | 1 | 31 | 3 | 1 | 0 | 0 | 1 | 0 | 0 | 0 | 1 | 0 | 0 | 0 | 0 | 0 | 0 | 0 | 1 | 31 | 1 | 31
724 | 31 | 1 | 31 | 4 | 1 | 0 | 0 | 1 | 0 | 0 | 0 | 1 | 0 | 0 | 0 | 0 | 0 | 0 | 0 | 1 | 31 | 1 | 31
725 | 31 | 1 | 31 | 5 | 1 | 0 | 0 | 1 | 0 | 0 | 0 | 1 | 0 | 0 | 0 | 0 | 0 | 0 | 0 | 1 | 31 | 1 | 31
726 | 31 | 1 | 31 | 6 | 1 | 0 | 0 | 1 | 0 | 0 | 0 | 1 | 0 | 0 | 0 | 0 | 0 | 0 | 0 | 1 | 31 | 1 | 31
727 | 31 | 1 | 31 | 7 | 1 | 0 | 0 | 1 | 0 | 0 | 0 | 1 | 0 | 0 | 0 | 0 | 0 | 0 | 0 | 1 | 31 | 1 | 31
728 | 31 | 1 | 31 | 8 | 1 | 0 | 0 | 1 | 0 | 0 | 0 | 1 | 0 | 0 | 0 | 0 | 0 | 0 | 0 | 1 | 31 | 1 | 31
729 | 31 | 1 | 31 | 9 | 1 | 0 | 0 | 1 | 0 | 0 | 0 | 1 | 0 | 0 | 0 | 0 | 0 | 0 | 0 | 1 | 31 | 1 | 31
730 | 31 | 1 | 31 | 10 | 1 | 0 | 0 | 1 | 0 | 0 | 0 | 1 | 0 | 0 | 0 | 0 | 0 | 0 | 0 | 1 | 31 | 1 | 31
731 | 31 | 1 | 31 | 11 | 1 | 0 | 0 | 1 | 0 | 0 | 0 | 1 | 0 | 0 | 0 | 0 | 0 | 0 | 0 | 1 | 31 | 1 | 31
732 | 31 | 1 | 31 | 12 | 1 | 0 | 0 | 1 | 0 | 0 | 0 | 1 | 0 | 0 | 0 | 0 | 0 | 0 | 0 | 1 | 31 | 1 | 31
733 | 31 | 1 | 31 | 13 | 1 | 0 | 0 | 1 | 0 | 0 | 0 | 1 | 0 | 0 | 0 | 0 | 0 | 0 | 0 | 1 | 31 | 1 | 31
734 | 31 | 1 | 31 | 14 | 1 | 0 | 0 | 1 | 0 | 0 | 0 | 1 | 0 | 0 | 0 | 0 | 0 | 0 | 0 | 1 | 31 | 1 | 31
735 | 31 | 1 | 31 | 15 | 1 | 0 | 0 | 1 | 0 | 0 | 0 | 1 | 0 | 0 | 0 | 0 | 0 | 0 | 0 | 1 | 31 | 1 | 31
736 | 31 | 1 | 31 | 16 | 1 | 0 | 0 | 1 | 0 | 0 | 0 | 1 | 0 | 0 | 0 | 0 | 0 | 0 | 0 | 1 | 31 | 1 | 31
737 | 31 | 1 | 31 | 17 | 1 | 0 | 0 | 1 | 0 | 0 | 0 | 1 | 0 | 0 | 0 | 0 | 0 | 0 | 0 | 1 | 31 | 1 | 31
738 | 31 | 1 | 31 | 18 | 1 | 0 | 0 | 1 | 0 | 0 | 0 | 1 | 0 | 0 | 0 | 0 | 0 | 0 | 0 | 1 | 31 | 1 | 31
739 | 31 | 1 | 31 | 19 | 1 | 0 | 1 | 0 | 0 | 0 | 0 | 1 | 0 | 0 | 0 | 0 | 0 | 0 | 0 | 1 | 31 | 1 | 31
740 | 31 | 1 | 31 | 20 | 1 | 0 | 1 | 0 | 0 | 0 | 0 | 1 | 0 | 0 | 0 | 0 | 0 | 0 | 0 | 1 | 31 | 1 | 31
741 | 31 | 1 | 31 | 21 | 1 | 0 | 0 | 1 | 0 | 0 | 0 | 1 | 0 | 0 | 0 | 0 | 0 | 0 | 0 | 1 | 31 | 1 | 31
742 | 31 | 1 | 31 | 22 | 1 | 0 | 0 | 1 | 0 | 0 | 0 | 1 | 0 | 0 | 0 | 0 | 0 | 0 | 0 | 1 | 31 | 1 | 31
743 | 31 | 1 | 31 | 23 | 1 | 0 | 0 | 1 | 0 | 0 | 0 | 1 | 0 | 0 | 0 | 0 | 0 | 0 | 0 | 1 | 31 | 1 | 31
744 | 31 | 1 | 31 | 24 | 1 | 0 | 0 | 1 | 0 | 0 | 0 | 1 | 0 | 0 | 0 | 0 | 0 | 0 | 0 | 1 | 31 | 1 | 31
745 | 32 | 2 | 1 | 1 | 1 | 0 | 0 | 1 | 0 | 0 | 0 | 1 | 0 | 0 | 0 | 0 | 0 | 0 | 0 | 2 | 1 | 2 | 1
746 | 32 | 2 | 1 | 2 | 1 | 0 | 0 | 1 | 0 | 0 | 0 | 1 | 0 | 0 | 0 | 0 | 0 | 0 | 0 | 2 | 1 | 2 | 1
747 | 32 | 2 | 1 | 3 | 1 | 0 | 0 | 1 | 0 | 0 | 0 | 1 | 0 | 0 | 0 | 0 | 0 | 0 | 0 | 2 | 1 | 2 | 1
748 | 32 | 2 | 1 | 4 | 1 | 0 | 0 | 1 | 0 | 0 | 0 | 1 | 0 | 0 | 0 | 0 | 0 | 0 | 0 | 2 | 1 | 2 | 1
749 | 32 | 2 | 1 | 5 | 1 | 0 | 0 | 1 | 0 | 0 | 0 | 1 | 0 | 0 | 0 | 0 | 0 | 0 | 0 | 2 | 1 | 2 | 1
750 | 32 | 2 | 1 | 6 | 1 | 0 | 0 | 1 | 0 | 0 | 0 | 1 | 0 | 0 | 0 | 0 | 0 | 0 | 0 | 2 | 1 | 2 | 1
751 | 32 | 2 | 1 | 7 | 1 | 0 | 0 | 1 | 0 | 0 | 0 | 1 | 0 | 0 | 0 | 0 | 0 | 0 | 0 | 2 | 1 | 2 | 1
752 | 32 | 2 | 1 | 8 | 1 | 0 | 0 | 1 | 0 | 0 | 0 | 1 | 0 | 0 | 0 | 0 | 0 | 0 | 0 | 2 | 1 | 2 | 1
753 | 32 | 2 | 1 | 9 | 1 | 0 | 0 | 1 | 0 | 0 | 0 | 1 | 0 | 0 | 0 | 0 | 0 | 0 | 0 | 2 | 1 | 2 | 1
754 | 32 | 2 | 1 | 10 | 1 | 0 | 0 | 1 | 0 | 0 | 0 | 1 | 0 | 0 | 0 | 0 | 0 | 0 | 0 | 2 | 1 | 2 | 1
755 | 32 | 2 | 1 | 11 | 1 | 0 | 0 | 1 | 0 | 0 | 0 | 1 | 0 | 0 | 0 | 0 | 0 | 0 | 0 | 2 | 1 | 2 | 1
756 | 32 | 2 | 1 | 12 | 1 | 0 | 0 | 1 | 0 | 0 | 0 | 1 | 0 | 0 | 0 | 0 | 0 | 0 | 0 | 2 | 1 | 2 | 1
757 | 32 | 2 | 1 | 13 | 1 | 0 | 0 | 1 | 0 | 0 | 0 | 1 | 0 | 0 | 0 | 0 | 0 | 0 | 0 | 2 | 1 | 2 | 1
758 | 32 | 2 | 1 | 14 | 1 | 0 | 0 | 1 | 0 | 0 | 0 | 1 | 0 | 0 | 0 | 0 | 0 | 0 | 0 | 2 | 1 | 2 | 1
759 | 32 | 2 | 1 | 15 | 1 | 0 | 0 | 1 | 0 | 0 | 0 | 1 | 0 | 0 | 0 | 0 | 0 | 0 | 0 | 2 | 1 | 2 | 1
760 | 32 | 2 | 1 | 16 | 1 | 0 | 0 | 1 | 0 | 0 | 0 | 1 | 0 | 0 | 0 | 0 | 0 | 0 | 0 | 2 | 1 | 2 | 1
761 | 32 | 2 | 1 | 17 | 1 | 0 | 0 | 1 | 0 | 0 | 0 | 1 | 0 | 0 | 0 | 0 | 0 | 0 | 0 | 2 | 1 | 2 | 1
762 | 32 | 2 | 1 | 18 | 1 | 0 | 0 | 1 | 0 | 0 | 0 | 1 | 0 | 0 | 0 | 0 | 0 | 0 | 0 | 2 | 1 | 2 | 1
763 | 32 | 2 | 1 | 19 | 1 | 0 | 1 | 0 | 0 | 0 | 0 | 1 | 0 | 0 | 0 | 0 | 0 | 0 | 0 | 2 | 1 | 2 | 1
764 | 32 | 2 | 1 | 20 | 1 | 0 | 1 | 0 | 0 | 0 | 0 | 1 | 0 | 0 | 0 | 0 | 0 | 0 | 0 | 2 | 1 | 2 | 1
765 | 32 | 2 | 1 | 21 | 1 | 0 | 0 | 1 | 0 | 0 | 0 | 1 | 0 | 0 | 0 | 0 | 0 | 0 | 0 | 2 | 1 | 2 | 1
766 | 32 | 2 | 1 | 22 | 1 | 0 | 0 | 1 | 0 | 0 | 0 | 1 | 0 | 0 | 0 | 0 | 0 | 0 | 0 | 2 | 1 | 2 | 1
767 | 32 | 2 | 1 | 23 | 1 | 0 | 0 | 1 | 0 | 0 | 0 | 1 | 0 | 0 | 0 | 0 | 0 | 0 | 0 | 2 | 1 | 2 | 1
768 | 32 | 2 | 1 | 24 | 1 | 0 | 0 | 1 | 0 | 0 | 0 | 1 | 0 | 0 | 0 | 0 | 0 | 0 | 0 | 2 | 1 | 2 | 1
769 | 33 | 2 | 2 | 1 | 1 | 0 | 0 | 1 | 0 | 0 | 0 | 1 | 0 | 0 | 0 | 0 | 0 | 0 | 0 | 2 | 2 | 2 | 2
770 | 33 | 2 | 2 | 2 | 1 | 0 | 0 | 1 | 0 | 0 | 0 | 1 | 0 | 0 | 0 | 0 | 0 | 0 | 0 | 2 | 2 | 2 | 2
771 | 33 | 2 | 2 | 3 | 1 | 0 | 0 | 1 | 0 | 0 | 0 | 1 | 0 | 0 | 0 | 0 | 0 | 0 | 0 | 2 | 2 | 2 | 2
772 | 33 | 2 | 2 | 4 | 1 | 0 | 0 | 1 | 0 | 0 | 0 | 1 | 0 | 0 | 0 | 0 | 0 | 0 | 0 | 2 | 2 | 2 | 2
773 | 33 | 2 | 2 | 5 | 1 | 0 | 0 | 1 | 0 | 0 | 0 | 1 | 0 | 0 | 0 | 0 | 0 | 0 | 0 | 2 | 2 | 2 | 2
774 | 33 | 2 | 2 | 6 | 1 | 0 | 0 | 1 | 0 | 0 | 0 | 1 | 0 | 0 | 0 | 0 | 0 | 0 | 0 | 2 | 2 | 2 | 2
775 | 33 | 2 | 2 | 7 | 1 | 0 | 0 | 1 | 0 | 0 | 0 | 1 | 0 | 0 | 0 | 0 | 0 | 0 | 0 | 2 | 2 | 2 | 2
776 | 33 | 2 | 2 | 8 | 1 | 0 | 0 | 1 | 0 | 0 | 0 | 1 | 0 | 0 | 0 | 0 | 0 | 0 | 0 | 2 | 2 | 2 | 2
777 | 33 | 2 | 2 | 9 | 1 | 0 | 0 | 1 | 0 | 0 | 0 | 1 | 0 | 0 | 0 | 0 | 0 | 0 | 0 | 2 | 2 | 2 | 2
778 | 33 | 2 | 2 | 10 | 1 | 0 | 0 | 1 | 0 | 0 | 0 | 1 | 0 | 0 | 0 | 0 | 0 | 0 | 0 | 2 | 2 | 2 | 2
779 | 33 | 2 | 2 | 11 | 1 | 0 | 0 | 1 | 0 | 0 | 0 | 1 | 0 | 0 | 0 | 0 | 0 | 0 | 0 | 2 | 2 | 2 | 2
780 | 33 | 2 | 2 | 12 | 1 | 0 | 0 | 1 | 0 | 0 | 0 | 1 | 0 | 0 | 0 | 0 | 0 | 0 | 0 | 2 | 2 | 2 | 2
781 | 33 | 2 | 2 | 13 | 1 | 0 | 0 | 1 | 0 | 0 | 0 | 1 | 0 | 0 | 0 | 0 | 0 | 0 | 0 | 2 | 2 | 2 | 2
782 | 33 | 2 | 2 | 14 | 1 | 0 | 0 | 1 | 0 | 0 | 0 | 1 | 0 | 0 | 0 | 0 | 0 | 0 | 0 | 2 | 2 | 2 | 2
783 | 33 | 2 | 2 | 15 | 1 | 0 | 0 | 1 | 0 | 0 | 0 | 1 | 0 | 0 | 0 | 0 | 0 | 0 | 0 | 2 | 2 | 2 | 2
784 | 33 | 2 | 2 | 16 | 1 | 0 | 0 | 1 | 0 | 0 | 0 | 1 | 0 | 0 | 0 | 0 | 0 | 0 | 0 | 2 | 2 | 2 | 2
785 | 33 | 2 | 2 | 17 | 1 | 0 | 0 | 1 | 0 | 0 | 0 | 1 | 0 | 0 | 0 | 0 | 0 | 0 | 0 | 2 | 2 | 2 | 2
786 | 33 | 2 | 2 | 18 | 1 | 0 | 0 | 1 | 0 | 0 | 0 | 1 | 0 | 0 | 0 | 0 | 0 | 0 | 0 | 2 | 2 | 2 | 2
787 | 33 | 2 | 2 | 19 | 1 | 0 | 1 | 0 | 0 | 0 | 0 | 1 | 0 | 0 | 0 | 0 | 0 | 0 | 0 | 2 | 2 | 2 | 2
788 | 33 | 2 | 2 | 20 | 1 | 0 | 1 | 0 | 0 | 0 | 0 | 1 | 0 | 0 | 0 | 0 | 0 | 0 | 0 | 2 | 2 | 2 | 2
789 | 33 | 2 | 2 | 21 | 1 | 0 | 0 | 1 | 0 | 0 | 0 | 1 | 0 | 0 | 0 | 0 | 0 | 0 | 0 | 2 | 2 | 2 | 2
790 | 33 | 2 | 2 | 22 | 1 | 0 | 0 | 1 | 0 | 0 | 0 | 1 | 0 | 0 | 0 | 0 | 0 | 0 | 0 | 2 | 2 | 2 | 2
791 | 33 | 2 | 2 | 23 | 1 | 0 | 0 | 1 | 0 | 0 | 0 | 1 | 0 | 0 | 0 | 0 | 0 | 0 | 0 | 2 | 2 | 2 | 2
792 | 33 | 2 | 2 | 24 | 1 | 0 | 0 | 1 | 0 | 0 | 0 | 1 | 0 | 0 | 0 | 0 | 0 | 0 | 0 | 2 | 2 | 2 | 2
793 | 34 | 2 | 3 | 1 | 1 | 0 | 0 | 1 | 0 | 0 | 0 | 1 | 0 | 0 | 0 | 0 | 0 | 0 | 0 | 2 | 3 | 2 | 3
794 | 34 | 2 | 3 | 2 | 1 | 0 | 0 | 1 | 0 | 0 | 0 | 1 | 0 | 0 | 0 | 0 | 0 | 0 | 0 | 2 | 3 | 2 | 3
795 | 34 | 2 | 3 | 3 | 1 | 0 | 0 | 1 | 0 | 0 | 0 | 1 | 0 | 0 | 0 | 0 | 0 | 0 | 0 | 2 | 3 | 2 | 3
796 | 34 | 2 | 3 | 4 | 1 | 0 | 0 | 1 | 0 | 0 | 0 | 1 | 0 | 0 | 0 | 0 | 0 | 0 | 0 | 2 | 3 | 2 | 3
797 | 34 | 2 | 3 | 5 | 1 | 0 | 0 | 1 | 0 | 0 | 0 | 1 | 0 | 0 | 0 | 0 | 0 | 0 | 0 | 2 | 3 | 2 | 3
798 | 34 | 2 | 3 | 6 | 1 | 0 | 0 | 1 | 0 | 0 | 0 | 1 | 0 | 0 | 0 | 0 | 0 | 0 | 0 | 2 | 3 | 2 | 3
799 | 34 | 2 | 3 | 7 | 1 | 0 | 0 | 1 | 0 | 0 | 0 | 1 | 0 | 0 | 0 | 0 | 0 | 0 | 0 | 2 | 3 | 2 | 3
800 | 34 | 2 | 3 | 8 | 1 | 0 | 0 | 1 | 0 | 0 | 0 | 1 | 0 | 0 | 0 | 0 | 0 | 0 | 0 | 2 | 3 | 2 | 3
801 | 34 | 2 | 3 | 9 | 1 | 0 | 0 | 1 | 0 | 0 | 0 | 1 | 0 | 0 | 0 | 0 | 0 | 0 | 0 | 2 | 3 | 2 | 3
802 | 34 | 2 | 3 | 10 | 1 | 0 | 0 | 1 | 0 | 0 | 0 | 1 | 0 | 0 | 0 | 0 | 0 | 0 | 0 | 2 | 3 | 2 | 3
803 | 34 | 2 | 3 | 11 | 1 | 0 | 0 | 1 | 0 | 0 | 0 | 1 | 0 | 0 | 0 | 0 | 0 | 0 | 0 | 2 | 3 | 2 | 3
804 | 34 | 2 | 3 | 12 | 1 | 0 | 0 | 1 | 0 | 0 | 0 | 1 | 0 | 0 | 0 | 0 | 0 | 0 | 0 | 2 | 3 | 2 | 3
805 | 34 | 2 | 3 | 13 | 1 | 0 | 0 | 1 | 0 | 0 | 0 | 1 | 0 | 0 | 0 | 0 | 0 | 0 | 0 | 2 | 3 | 2 | 3
806 | 34 | 2 | 3 | 14 | 1 | 0 | 0 | 1 | 0 | 0 | 0 | 1 | 0 | 0 | 0 | 0 | 0 | 0 | 0 | 2 | 3 | 2 | 3
807 | 34 | 2 | 3 | 15 | 1 | 0 | 0 | 1 | 0 | 0 | 0 | 1 | 0 | 0 | 0 | 0 | 0 | 0 | 0 | 2 | 3 | 2 | 3
808 | 34 | 2 | 3 | 16 | 1 | 0 | 0 | 1 | 0 | 0 | 0 | 1 | 0 | 0 | 0 | 0 | 0 | 0 | 0 | 2 | 3 | 2 | 3
809 | 34 | 2 | 3 | 17 | 1 | 0 | 0 | 1 | 0 | 0 | 0 | 1 | 0 | 0 | 0 | 0 | 0 | 0 | 0 | 2 | 3 | 2 | 3
810 | 34 | 2 | 3 | 18 | 1 | 0 | 0 | 1 | 0 | 0 | 0 | 1 | 0 | 0 | 0 | 0 | 0 | 0 | 0 | 2 | 3 | 2 | 3
811 | 34 | 2 | 3 | 19 | 1 | 0 | 1 | 0 | 0 | 0 | 0 | 1 | 0 | 0 | 0 | 0 | 0 | 0 | 0 | 2 | 3 | 2 | 3
812 | 34 | 2 | 3 | 20 | 1 | 0 | 1 | 0 | 0 | 0 | 0 | 1 | 0 | 0 | 0 | 0 | 0 | 0 | 0 | 2 | 3 | 2 | 3
813 | 34 | 2 | 3 | 21 | 1 | 0 | 0 | 1 | 0 | 0 | 0 | 1 | 0 | 0 | 0 | 0 | 0 | 0 | 0 | 2 | 3 | 2 | 3
814 | 34 | 2 | 3 | 22 | 1 | 0 | 0 | 1 | 0 | 0 | 0 | 1 | 0 | 0 | 0 | 0 | 0 | 0 | 0 | 2 | 3 | 2 | 3
815 | 34 | 2 | 3 | 23 | 1 | 0 | 0 | 1 | 0 | 0 | 0 | 1 | 0 | 0 | 0 | 0 | 0 | 0 | 0 | 2 | 3 | 2 | 3
816 | 34 | 2 | 3 | 24 | 1 | 0 | 0 | 1 | 0 | 0 | 0 | 1 | 0 | 0 | 0 | 0 | 0 | 0 | 0 | 2 | 3 | 2 | 3
817 | 35 | 2 | 4 | 1 | 0 | 0 | 0 | 1 | 0 | 0 | 0 | 1 | 0 | 0 | 0 | 0 | 0 | 0 | 0 | 2 | 4 | 2 | 4
818 | 35 | 2 | 4 | 2 | 0 | 0 | 0 | 1 | 0 | 0 | 0 | 1 | 0 | 0 | 0 | 0 | 0 | 0 | 0 | 2 | 4 | 2 | 4
819 | 35 | 2 | 4 | 3 | 0 | 0 | 0 | 1 | 0 | 0 | 0 | 1 | 0 | 0 | 0 | 0 | 0 | 0 | 0 | 2 | 4 | 2 | 4
820 | 35 | 2 | 4 | 4 | 0 | 0 | 0 | 1 | 0 | 0 | 0 | 1 | 0 | 0 | 0 | 0 | 0 | 0 | 0 | 2 | 4 | 2 | 4
821 | 35 | 2 | 4 | 5 | 0 | 0 | 0 | 1 | 0 | 0 | 0 | 1 | 0 | 0 | 0 | 0 | 0 | 0 | 0 | 2 | 4 | 2 | 4
822 | 35 | 2 | 4 | 6 | 0 | 0 | 0 | 1 | 0 | 0 | 0 | 1 | 0 | 0 | 0 | 0 | 0 | 0 | 0 | 2 | 4 | 2 | 4
823 | 35 | 2 | 4 | 7 | 0 | 0 | 0 | 1 | 0 | 0 | 0 | 1 | 0 | 0 | 0 | 0 | 0 | 0 | 0 | 2 | 4 | 2 | 4
824 | 35 | 2 | 4 | 8 | 0 | 0 | 0 | 1 | 0 | 0 | 0 | 1 | 0 | 0 | 0 | 0 | 0 | 0 | 0 | 2 | 4 | 2 | 4
825 | 35 | 2 | 4 | 9 | 0 | 0 | 0 | 1 | 0 | 0 | 0 | 1 | 0 | 0 | 0 | 0 | 0 | 0 | 0 | 2 | 4 | 2 | 4
826 | 35 | 2 | 4 | 10 | 0 | 0 | 0 | 1 | 0 | 0 | 0 | 1 | 0 | 0 | 0 | 0 | 0 | 0 | 0 | 2 | 4 | 2 | 4
827 | 35 | 2 | 4 | 11 | 0 | 0 | 0 | 1 | 0 | 0 | 0 | 1 | 0 | 0 | 0 | 0 | 0 | 0 | 0 | 2 | 4 | 2 | 4
828 | 35 | 2 | 4 | 12 | 0 | 0 | 0 | 1 | 0 | 0 | 0 | 1 | 0 | 0 | 0 | 0 | 0 | 0 | 0 | 2 | 4 | 2 | 4
829 | 35 | 2 | 4 | 13 | 0 | 0 | 0 | 1 | 0 | 0 | 0 | 1 | 0 | 0 | 0 | 0 | 0 | 0 | 0 | 2 | 4 | 2 | 4
830 | 35 | 2 | 4 | 14 | 0 | 0 | 0 | 1 | 0 | 0 | 0 | 1 | 0 | 0 | 0 | 0 | 0 | 0 | 0 | 2 | 4 | 2 | 4
831 | 35 | 2 | 4 | 15 | 0 | 0 | 0 | 1 | 0 | 0 | 0 | 1 | 0 | 0 | 0 | 0 | 0 | 0 | 0 | 2 | 4 | 2 | 4
832 | 35 | 2 | 4 | 16 | 0 | 0 | 0 | 1 | 0 | 0 | 0 | 1 | 0 | 0 | 0 | 0 | 0 | 0 | 0 | 2 | 4 | 2 | 4
833 | 35 | 2 | 4 | 17 | 0 | 0 | 0 | 1 | 0 | 0 | 0 | 1 | 0 | 0 | 0 | 0 | 0 | 0 | 0 | 2 | 4 | 2 | 4
834 | 35 | 2 | 4 | 18 | 0 | 0 | 0 | 1 | 0 | 0 | 0 | 1 | 0 | 0 | 0 | 0 | 0 | 0 | 0 | 2 | 4 | 2 | 4
835 | 35 | 2 | 4 | 19 | 0 | 0 | 0 | 1 | 0 | 0 | 0 | 1 | 0 | 0 | 0 | 0 | 0 | 0 | 0 | 2 | 4 | 2 | 4
836 | 35 | 2 | 4 | 20 | 0 | 0 | 0 | 1 | 0 | 0 | 0 | 1 | 0 | 0 | 0 | 0 | 0 | 0 | 0 | 2 | 4 | 2 | 4
837 | 35 | 2 | 4 | 21 | 0 | 0 | 0 | 1 | 0 | 0 | 0 | 1 | 0 | 0 | 0 | 0 | 0 | 0 | 0 | 2 | 4 | 2 | 4
838 | 35 | 2 | 4 | 22 | 0 | 0 | 0 | 1 | 0 | 0 | 0 | 1 | 0 | 0 | 0 | 0 | 0 | 0 | 0 | 2 | 4 | 2 | 4
839 | 35 | 2 | 4 | 23 | 0 | 0 | 0 | 1 | 0 | 0 | 0 | 1 | 0 | 0 | 0 | 0 | 0 | 0 | 0 | 2 | 4 | 2 | 4
840 | 35 | 2 | 4 | 24 | 0 | 0 | 0 | 1 | 0 | 0 | 0 | 1 | 0 | 0 | 0 | 0 | 0 | 0 | 0 | 2 | 4 | 2 | 4
841 | 36 | 2 | 5 | 1 | 0 | 0 | 0 | 1 | 0 | 0 | 0 | 1 | 0 | 0 | 0 | 0 | 0 | 0 | 0 | 2 | 5 | 2 | 5
842 | 36 | 2 | 5 | 2 | 0 | 0 | 0 | 1 | 0 | 0 | 0 | 1 | 0 | 0 | 0 | 0 | 0 | 0 | 0 | 2 | 5 | 2 | 5
843 | 36 | 2 | 5 | 3 | 0 | 0 | 0 | 1 | 0 | 0 | 0 | 1 | 0 | 0 | 0 | 0 | 0 | 0 | 0 | 2 | 5 | 2 | 5
844 | 36 | 2 | 5 | 4 | 0 | 0 | 0 | 1 | 0 | 0 | 0 | 1 | 0 | 0 | 0 | 0 | 0 | 0 | 0 | 2 | 5 | 2 | 5
845 | 36 | 2 | 5 | 5 | 0 | 0 | 0 | 1 | 0 | 0 | 0 | 1 | 0 | 0 | 0 | 0 | 0 | 0 | 0 | 2 | 5 | 2 | 5
846 | 36 | 2 | 5 | 6 | 0 | 0 | 0 | 1 | 0 | 0 | 0 | 1 | 0 | 0 | 0 | 0 | 0 | 0 | 0 | 2 | 5 | 2 | 5
847 | 36 | 2 | 5 | 7 | 0 | 0 | 0 | 1 | 0 | 0 | 0 | 1 | 0 | 0 | 0 | 0 | 0 | 0 | 0 | 2 | 5 | 2 | 5
848 | 36 | 2 | 5 | 8 | 0 | 0 | 0 | 1 | 0 | 0 | 0 | 1 | 0 | 0 | 0 | 0 | 0 | 0 | 0 | 2 | 5 | 2 | 5
849 | 36 | 2 | 5 | 9 | 0 | 0 | 0 | 1 | 0 | 0 | 0 | 1 | 0 | 0 | 0 | 0 | 0 | 0 | 0 | 2 | 5 | 2 | 5
850 | 36 | 2 | 5 | 10 | 0 | 0 | 0 | 1 | 0 | 0 | 0 | 1 | 0 | 0 | 0 | 0 | 0 | 0 | 0 | 2 | 5 | 2 | 5
851 | 36 | 2 | 5 | 11 | 0 | 0 | 0 | 1 | 0 | 0 | 0 | 1 | 0 | 0 | 0 | 0 | 0 | 0 | 0 | 2 | 5 | 2 | 5
852 | 36 | 2 | 5 | 12 | 0 | 0 | 0 | 1 | 0 | 0 | 0 | 1 | 0 | 0 | 0 | 0 | 0 | 0 | 0 | 2 | 5 | 2 | 5
853 | 36 | 2 | 5 | 13 | 0 | 0 | 0 | 1 | 0 | 0 | 0 | 1 | 0 | 0 | 0 | 0 | 0 | 0 | 0 | 2 | 5 | 2 | 5
854 | 36 | 2 | 5 | 14 | 0 | 0 | 0 | 1 | 0 | 0 | 0 | 1 | 0 | 0 | 0 | 0 | 0 | 0 | 0 | 2 | 5 | 2 | 5
855 | 36 | 2 | 5 | 15 | 0 | 0 | 0 | 1 | 0 | 0 | 0 | 1 | 0 | 0 | 0 | 0 | 0 | 0 | 0 | 2 | 5 | 2 | 5
856 | 36 | 2 | 5 | 16 | 0 | 0 | 0 | 1 | 0 | 0 | 0 | 1 | 0 | 0 | 0 | 0 | 0 | 0 | 0 | 2 | 5 | 2 | 5
857 | 36 | 2 | 5 | 17 | 0 | 0 | 0 | 1 | 0 | 0 | 0 | 1 | 0 | 0 | 0 | 0 | 0 | 0 | 0 | 2 | 5 | 2 | 5
858 | 36 | 2 | 5 | 18 | 0 | 0 | 0 | 1 | 0 | 0 | 0 | 1 | 0 | 0 | 0 | 0 | 0 | 0 | 0 | 2 | 5 | 2 | 5
859 | 36 | 2 | 5 | 19 | 0 | 0 | 0 | 1 | 0 | 0 | 0 | 1 | 0 | 0 | 0 | 0 | 0 | 0 | 0 | 2 | 5 | 2 | 5
860 | 36 | 2 | 5 | 20 | 0 | 0 | 0 | 1 | 0 | 0 | 0 | 1 | 0 | 0 | 0 | 0 | 0 | 0 | 0 | 2 | 5 | 2 | 5
861 | 36 | 2 | 5 | 21 | 0 | 0 | 0 | 1 | 0 | 0 | 0 | 1 | 0 | 0 | 0 | 0 | 0 | 0 | 0 | 2 | 5 | 2 | 5
862 | 36 | 2 | 5 | 22 | 0 | 0 | 0 | 1 | 0 | 0 | 0 | 1 | 0 | 0 | 0 | 0 | 0 | 0 | 0 | 2 | 5 | 2 | 5
863 | 36 | 2 | 5 | 23 | 0 | 0 | 0 | 1 | 0 | 0 | 0 | 1 | 0 | 0 | 0 | 0 | 0 | 0 | 0 | 2 | 5 | 2 | 5
864 | 36 | 2 | 5 | 24 | 0 | 0 | 0 | 1 | 0 | 0 | 0 | 1 | 0 | 0 | 0 | 0 | 0 | 0 | 0 | 2 | 5 | 2 | 5
865 | 37 | 2 | 6 | 1 | 1 | 0 | 0 | 1 | 0 | 0 | 0 | 1 | 0 | 0 | 0 | 0 | 0 | 0 | 0 | 2 | 6 | 2 | 6
866 | 37 | 2 | 6 | 2 | 1 | 0 | 0 | 1 | 0 | 0 | 0 | 1 | 0 | 0 | 0 | 0 | 0 | 0 | 0 | 2 | 6 | 2 | 6
867 | 37 | 2 | 6 | 3 | 1 | 0 | 0 | 1 | 0 | 0 | 0 | 1 | 0 | 0 | 0 | 0 | 0 | 0 | 0 | 2 | 6 | 2 | 6
868 | 37 | 2 | 6 | 4 | 1 | 0 | 0 | 1 | 0 | 0 | 0 | 1 | 0 | 0 | 0 | 0 | 0 | 0 | 0 | 2 | 6 | 2 | 6
869 | 37 | 2 | 6 | 5 | 1 | 0 | 0 | 1 | 0 | 0 | 0 | 1 | 0 | 0 | 0 | 0 | 0 | 0 | 0 | 2 | 6 | 2 | 6
870 | 37 | 2 | 6 | 6 | 1 | 0 | 0 | 1 | 0 | 0 | 0 | 1 | 0 | 0 | 0 | 0 | 0 | 0 | 0 | 2 | 6 | 2 | 6
871 | 37 | 2 | 6 | 7 | 1 | 0 | 0 | 1 | 0 | 0 | 0 | 1 | 0 | 0 | 0 | 0 | 0 | 0 | 0 | 2 | 6 | 2 | 6
872 | 37 | 2 | 6 | 8 | 1 | 0 | 0 | 1 | 0 | 0 | 0 | 1 | 0 | 0 | 0 | 0 | 0 | 0 | 0 | 2 | 6 | 2 | 6
873 | 37 | 2 | 6 | 9 | 1 | 0 | 0 | 1 | 0 | 0 | 0 | 1 | 0 | 0 | 0 | 0 | 0 | 0 | 0 | 2 | 6 | 2 | 6
874 | 37 | 2 | 6 | 10 | 1 | 0 | 0 | 1 | 0 | 0 | 0 | 1 | 0 | 0 | 0 | 0 | 0 | 0 | 0 | 2 | 6 | 2 | 6
875 | 37 | 2 | 6 | 11 | 1 | 0 | 0 | 1 | 0 | 0 | 0 | 1 | 0 | 0 | 0 | 0 | 0 | 0 | 0 | 2 | 6 | 2 | 6
876 | 37 | 2 | 6 | 12 | 1 | 0 | 0 | 1 | 0 | 0 | 0 | 1 | 0 | 0 | 0 | 0 | 0 | 0 | 0 | 2 | 6 | 2 | 6
877 | 37 | 2 | 6 | 13 | 1 | 0 | 0 | 1 | 0 | 0 | 0 | 1 | 0 | 0 | 0 | 0 | 0 | 0 | 0 | 2 | 6 | 2 | 6
878 | 37 | 2 | 6 | 14 | 1 | 0 | 0 | 1 | 0 | 0 | 0 | 1 | 0 | 0 | 0 | 0 | 0 | 0 | 0 | 2 | 6 | 2 | 6
879 | 37 | 2 | 6 | 15 | 1 | 0 | 0 | 1 | 0 | 0 | 0 | 1 | 0 | 0 | 0 | 0 | 0 | 0 | 0 | 2 | 6 | 2 | 6
880 | 37 | 2 | 6 | 16 | 1 | 0 | 0 | 1 | 0 | 0 | 0 | 1 | 0 | 0 | 0 | 0 | 0 | 0 | 0 | 2 | 6 | 2 | 6
881 | 37 | 2 | 6 | 17 | 1 | 0 | 0 | 1 | 0 | 0 | 0 | 1 | 0 | 0 | 0 | 0 | 0 | 0 | 0 | 2 | 6 | 2 | 6
882 | 37 | 2 | 6 | 18 | 1 | 0 | 0 | 1 | 0 | 0 | 0 | 1 | 0 | 0 | 0 | 0 | 0 | 0 | 0 | 2 | 6 | 2 | 6
883 | 37 | 2 | 6 | 19 | 1 | 0 | 1 | 0 | 0 | 0 | 0 | 1 | 0 | 0 | 0 | 0 | 0 | 0 | 0 | 2 | 6 | 2 | 6
884 | 37 | 2 | 6 | 20 | 1 | 0 | 1 | 0 | 0 | 0 | 0 | 1 | 0 | 0 | 0 | 0 | 0 | 0 | 0 | 2 | 6 | 2 | 6
885 | 37 | 2 | 6 | 21 | 1 | 0 | 0 | 1 | 0 | 0 | 0 | 1 | 0 | 0 | 0 | 0 | 0 | 0 | 0 | 2 | 6 | 2 | 6
886 | 37 | 2 | 6 | 22 | 1 | 0 | 0 | 1 | 0 | 0 | 0 | 1 | 0 | 0 | 0 | 0 | 0 | 0 | 0 | 2 | 6 | 2 | 6
887 | 37 | 2 | 6 | 23 | 1 | 0 | 0 | 1 | 0 | 0 | 0 | 1 | 0 | 0 | 0 | 0 | 0 | 0 | 0 | 2 | 6 | 2 | 6
888 | 37 | 2 | 6 | 24 | 1 | 0 | 0 | 1 | 0 | 0 | 0 | 1 | 0 | 0 | 0 | 0 | 0 | 0 | 0 | 2 | 6 | 2 | 6
889 | 38 | 2 | 7 | 1 | 1 | 0 | 0 | 1 | 0 | 0 | 0 | 1 | 0 | 0 | 0 | 0 | 0 | 0 | 0 | 2 | 7 | 2 | 7
890 | 38 | 2 | 7 | 2 | 1 | 0 | 0 | 1 | 0 | 0 | 0 | 1 | 0 | 0 | 0 | 0 | 0 | 0 | 0 | 2 | 7 | 2 | 7
891 | 38 | 2 | 7 | 3 | 1 | 0 | 0 | 1 | 0 | 0 | 0 | 1 | 0 | 0 | 0 | 0 | 0 | 0 | 0 | 2 | 7 | 2 | 7
892 | 38 | 2 | 7 | 4 | 1 | 0 | 0 | 1 | 0 | 0 | 0 | 1 | 0 | 0 | 0 | 0 | 0 | 0 | 0 | 2 | 7 | 2 | 7
893 | 38 | 2 | 7 | 5 | 1 | 0 | 0 | 1 | 0 | 0 | 0 | 1 | 0 | 0 | 0 | 0 | 0 | 0 | 0 | 2 | 7 | 2 | 7
894 | 38 | 2 | 7 | 6 | 1 | 0 | 0 | 1 | 0 | 0 | 0 | 1 | 0 | 0 | 0 | 0 | 0 | 0 | 0 | 2 | 7 | 2 | 7
895 | 38 | 2 | 7 | 7 | 1 | 0 | 0 | 1 | 0 | 0 | 0 | 1 | 0 | 0 | 0 | 0 | 0 | 0 | 0 | 2 | 7 | 2 | 7
896 | 38 | 2 | 7 | 8 | 1 | 0 | 0 | 1 | 0 | 0 | 0 | 1 | 0 | 0 | 0 | 0 | 0 | 0 | 0 | 2 | 7 | 2 | 7
897 | 38 | 2 | 7 | 9 | 1 | 0 | 0 | 1 | 0 | 0 | 0 | 1 | 0 | 0 | 0 | 0 | 0 | 0 | 0 | 2 | 7 | 2 | 7
898 | 38 | 2 | 7 | 10 | 1 | 0 | 0 | 1 | 0 | 0 | 0 | 1 | 0 | 0 | 0 | 0 | 0 | 0 | 0 | 2 | 7 | 2 | 7
899 | 38 | 2 | 7 | 11 | 1 | 0 | 0 | 1 | 0 | 0 | 0 | 1 | 0 | 0 | 0 | 0 | 0 | 0 | 0 | 2 | 7 | 2 | 7
900 | 38 | 2 | 7 | 12 | 1 | 0 | 0 | 1 | 0 | 0 | 0 | 1 | 0 | 0 | 0 | 0 | 0 | 0 | 0 | 2 | 7 | 2 | 7
901 | 38 | 2 | 7 | 13 | 1 | 0 | 0 | 1 | 0 | 0 | 0 | 1 | 0 | 0 | 0 | 0 | 0 | 0 | 0 | 2 | 7 | 2 | 7
902 | 38 | 2 | 7 | 14 | 1 | 0 | 0 | 1 | 0 | 0 | 0 | 1 | 0 | 0 | 0 | 0 | 0 | 0 | 0 | 2 | 7 | 2 | 7
903 | 38 | 2 | 7 | 15 | 1 | 0 | 0 | 1 | 0 | 0 | 0 | 1 | 0 | 0 | 0 | 0 | 0 | 0 | 0 | 2 | 7 | 2 | 7
904 | 38 | 2 | 7 | 16 | 1 | 0 | 0 | 1 | 0 | 0 | 0 | 1 | 0 | 0 | 0 | 0 | 0 | 0 | 0 | 2 | 7 | 2 | 7
905 | 38 | 2 | 7 | 17 | 1 | 0 | 0 | 1 | 0 | 0 | 0 | 1 | 0 | 0 | 0 | 0 | 0 | 0 | 0 | 2 | 7 | 2 | 7
906 | 38 | 2 | 7 | 18 | 1 | 0 | 0 | 1 | 0 | 0 | 0 | 1 | 0 | 0 | 0 | 0 | 0 | 0 | 0 | 2 | 7 | 2 | 7
907 | 38 | 2 | 7 | 19 | 1 | 0 | 1 | 0 | 0 | 0 | 0 | 1 | 0 | 0 | 0 | 0 | 0 | 0 | 0 | 2 | 7 | 2 | 7
908 | 38 | 2 | 7 | 20 | 1 | 0 | 1 | 0 | 0 | 0 | 0 | 1 | 0 | 0 | 0 | 0 | 0 | 0 | 0 | 2 | 7 | 2 | 7
909 | 38 | 2 | 7 | 21 | 1 | 0 | 0 | 1 | 0 | 0 | 0 | 1 | 0 | 0 | 0 | 0 | 0 | 0 | 0 | 2 | 7 | 2 | 7
910 | 38 | 2 | 7 | 22 | 1 | 0 | 0 | 1 | 0 | 0 | 0 | 1 | 0 | 0 | 0 | 0 | 0 | 0 | 0 | 2 | 7 | 2 | 7
911 | 38 | 2 | 7 | 23 | 1 | 0 | 0 | 1 | 0 | 0 | 0 | 1 | 0 | 0 | 0 | 0 | 0 | 0 | 0 | 2 | 7 | 2 | 7
912 | 38 | 2 | 7 | 24 | 1 | 0 | 0 | 1 | 0 | 0 | 0 | 1 | 0 | 0 | 0 | 0 | 0 | 0 | 0 | 2 | 7 | 2 | 7
913 | 39 | 2 | 8 | 1 | 1 | 0 | 0 | 1 | 0 | 0 | 0 | 1 | 0 | 0 | 0 | 0 | 0 | 0 | 0 | 2 | 8 | 2 | 8
914 | 39 | 2 | 8 | 2 | 1 | 0 | 0 | 1 | 0 | 0 | 0 | 1 | 0 | 0 | 0 | 0 | 0 | 0 | 0 | 2 | 8 | 2 | 8
915 | 39 | 2 | 8 | 3 | 1 | 0 | 0 | 1 | 0 | 0 | 0 | 1 | 0 | 0 | 0 | 0 | 0 | 0 | 0 | 2 | 8 | 2 | 8
916 | 39 | 2 | 8 | 4 | 1 | 0 | 0 | 1 | 0 | 0 | 0 | 1 | 0 | 0 | 0 | 0 | 0 | 0 | 0 | 2 | 8 | 2 | 8
917 | 39 | 2 | 8 | 5 | 1 | 0 | 0 | 1 | 0 | 0 | 0 | 1 | 0 | 0 | 0 | 0 | 0 | 0 | 0 | 2 | 8 | 2 | 8
918 | 39 | 2 | 8 | 6 | 1 | 0 | 0 | 1 | 0 | 0 | 0 | 1 | 0 | 0 | 0 | 0 | 0 | 0 | 0 | 2 | 8 | 2 | 8
919 | 39 | 2 | 8 | 7 | 1 | 0 | 0 | 1 | 0 | 0 | 0 | 1 | 0 | 0 | 0 | 0 | 0 | 0 | 0 | 2 | 8 | 2 | 8
920 | 39 | 2 | 8 | 8 | 1 | 0 | 0 | 1 | 0 | 0 | 0 | 1 | 0 | 0 | 0 | 0 | 0 | 0 | 0 | 2 | 8 | 2 | 8
921 | 39 | 2 | 8 | 9 | 1 | 0 | 0 | 1 | 0 | 0 | 0 | 1 | 0 | 0 | 0 | 0 | 0 | 0 | 0 | 2 | 8 | 2 | 8
922 | 39 | 2 | 8 | 10 | 1 | 0 | 0 | 1 | 0 | 0 | 0 | 1 | 0 | 0 | 0 | 0 | 0 | 0 | 0 | 2 | 8 | 2 | 8
923 | 39 | 2 | 8 | 11 | 1 | 0 | 0 | 1 | 0 | 0 | 0 | 1 | 0 | 0 | 0 | 0 | 0 | 0 | 0 | 2 | 8 | 2 | 8
924 | 39 | 2 | 8 | 12 | 1 | 0 | 0 | 1 | 0 | 0 | 0 | 1 | 0 | 0 | 0 | 0 | 0 | 0 | 0 | 2 | 8 | 2 | 8
925 | 39 | 2 | 8 | 13 | 1 | 0 | 0 | 1 | 0 | 0 | 0 | 1 | 0 | 0 | 0 | 0 | 0 | 0 | 0 | 2 | 8 | 2 | 8
926 | 39 | 2 | 8 | 14 | 1 | 0 | 0 | 1 | 0 | 0 | 0 | 1 | 0 | 0 | 0 | 0 | 0 | 0 | 0 | 2 | 8 | 2 | 8
927 | 39 | 2 | 8 | 15 | 1 | 0 | 0 | 1 | 0 | 0 | 0 | 1 | 0 | 0 | 0 | 0 | 0 | 0 | 0 | 2 | 8 | 2 | 8
928 | 39 | 2 | 8 | 16 | 1 | 0 | 0 | 1 | 0 | 0 | 0 | 1 | 0 | 0 | 0 | 0 | 0 | 0 | 0 | 2 | 8 | 2 | 8
929 | 39 | 2 | 8 | 17 | 1 | 0 | 0 | 1 | 0 | 0 | 0 | 1 | 0 | 0 | 0 | 0 | 0 | 0 | 0 | 2 | 8 | 2 | 8
930 | 39 | 2 | 8 | 18 | 1 | 0 | 0 | 1 | 0 | 0 | 0 | 1 | 0 | 0 | 0 | 0 | 0 | 0 | 0 | 2 | 8 | 2 | 8
931 | 39 | 2 | 8 | 19 | 1 | 0 | 1 | 0 | 0 | 0 | 0 | 1 | 0 | 0 | 0 | 0 | 0 | 0 | 0 | 2 | 8 | 2 | 8
932 | 39 | 2 | 8 | 20 | 1 | 0 | 1 | 0 | 0 | 0 | 0 | 1 | 0 | 0 | 0 | 0 | 0 | 0 | 0 | 2 | 8 | 2 | 8
933 | 39 | 2 | 8 | 21 | 1 | 0 | 0 | 1 | 0 | 0 | 0 | 1 | 0 | 0 | 0 | 0 | 0 | 0 | 0 | 2 | 8 | 2 | 8
934 | 39 | 2 | 8 | 22 | 1 | 0 | 0 | 1 | 0 | 0 | 0 | 1 | 0 | 0 | 0 | 0 | 0 | 0 | 0 | 2 | 8 | 2 | 8
935 | 39 | 2 | 8 | 23 | 1 | 0 | 0 | 1 | 0 | 0 | 0 | 1 | 0 | 0 | 0 | 0 | 0 | 0 | 0 | 2 | 8 | 2 | 8
936 | 39 | 2 | 8 | 24 | 1 | 0 | 0 | 1 | 0 | 0 | 0 | 1 | 0 | 0 | 0 | 0 | 0 | 0 | 0 | 2 | 8 | 2 | 8
937 | 40 | 2 | 9 | 1 | 1 | 0 | 0 | 1 | 0 | 0 | 0 | 1 | 0 | 0 | 0 | 0 | 0 | 0 | 0 | 2 | 9 | 2 | 9
938 | 40 | 2 | 9 | 2 | 1 | 0 | 0 | 1 | 0 | 0 | 0 | 1 | 0 | 0 | 0 | 0 | 0 | 0 | 0 | 2 | 9 | 2 | 9
939 | 40 | 2 | 9 | 3 | 1 | 0 | 0 | 1 | 0 | 0 | 0 | 1 | 0 | 0 | 0 | 0 | 0 | 0 | 0 | 2 | 9 | 2 | 9
940 | 40 | 2 | 9 | 4 | 1 | 0 | 0 | 1 | 0 | 0 | 0 | 1 | 0 | 0 | 0 | 0 | 0 | 0 | 0 | 2 | 9 | 2 | 9
941 | 40 | 2 | 9 | 5 | 1 | 0 | 0 | 1 | 0 | 0 | 0 | 1 | 0 | 0 | 0 | 0 | 0 | 0 | 0 | 2 | 9 | 2 | 9
942 | 40 | 2 | 9 | 6 | 1 | 0 | 0 | 1 | 0 | 0 | 0 | 1 | 0 | 0 | 0 | 0 | 0 | 0 | 0 | 2 | 9 | 2 | 9
943 | 40 | 2 | 9 | 7 | 1 | 0 | 0 | 1 | 0 | 0 | 0 | 1 | 0 | 0 | 0 | 0 | 0 | 0 | 0 | 2 | 9 | 2 | 9
944 | 40 | 2 | 9 | 8 | 1 | 0 | 0 | 1 | 0 | 0 | 0 | 1 | 0 | 0 | 0 | 0 | 0 | 0 | 0 | 2 | 9 | 2 | 9
945 | 40 | 2 | 9 | 9 | 1 | 0 | 0 | 1 | 0 | 0 | 0 | 1 | 0 | 0 | 0 | 0 | 0 | 0 | 0 | 2 | 9 | 2 | 9
946 | 40 | 2 | 9 | 10 | 1 | 0 | 0 | 1 | 0 | 0 | 0 | 1 | 0 | 0 | 0 | 0 | 0 | 0 | 0 | 2 | 9 | 2 | 9
947 | 40 | 2 | 9 | 11 | 1 | 0 | 0 | 1 | 0 | 0 | 0 | 1 | 0 | 0 | 0 | 0 | 0 | 0 | 0 | 2 | 9 | 2 | 9
948 | 40 | 2 | 9 | 12 | 1 | 0 | 0 | 1 | 0 | 0 | 0 | 1 | 0 | 0 | 0 | 0 | 0 | 0 | 0 | 2 | 9 | 2 | 9
949 | 40 | 2 | 9 | 13 | 1 | 0 | 0 | 1 | 0 | 0 | 0 | 1 | 0 | 0 | 0 | 0 | 0 | 0 | 0 | 2 | 9 | 2 | 9
950 | 40 | 2 | 9 | 14 | 1 | 0 | 0 | 1 | 0 | 0 | 0 | 1 | 0 | 0 | 0 | 0 | 0 | 0 | 0 | 2 | 9 | 2 | 9
951 | 40 | 2 | 9 | 15 | 1 | 0 | 0 | 1 | 0 | 0 | 0 | 1 | 0 | 0 | 0 | 0 | 0 | 0 | 0 | 2 | 9 | 2 | 9
952 | 40 | 2 | 9 | 16 | 1 | 0 | 0 | 1 | 0 | 0 | 0 | 1 | 0 | 0 | 0 | 0 | 0 | 0 | 0 | 2 | 9 | 2 | 9
953 | 40 | 2 | 9 | 17 | 1 | 0 | 0 | 1 | 0 | 0 | 0 | 1 | 0 | 0 | 0 | 0 | 0 | 0 | 0 | 2 | 9 | 2 | 9
954 | 40 | 2 | 9 | 18 | 1 | 0 | 0 | 1 | 0 | 0 | 0 | 1 | 0 | 0 | 0 | 0 | 0 | 0 | 0 | 2 | 9 | 2 | 9
955 | 40 | 2 | 9 | 19 | 1 | 0 | 1 | 0 | 0 | 0 | 0 | 1 | 0 | 0 | 0 | 0 | 0 | 0 | 0 | 2 | 9 | 2 | 9
956 | 40 | 2 | 9 | 20 | 1 | 0 | 1 | 0 | 0 | 0 | 0 | 1 | 0 | 0 | 0 | 0 | 0 | 0 | 0 | 2 | 9 | 2 | 9
957 | 40 | 2 | 9 | 21 | 1 | 0 | 0 | 1 | 0 | 0 | 0 | 1 | 0 | 0 | 0 | 0 | 0 | 0 | 0 | 2 | 9 | 2 | 9
958 | 40 | 2 | 9 | 22 | 1 | 0 | 0 | 1 | 0 | 0 | 0 | 1 | 0 | 0 | 0 | 0 | 0 | 0 | 0 | 2 | 9 | 2 | 9
959 | 40 | 2 | 9 | 23 | 1 | 0 | 0 | 1 | 0 | 0 | 0 | 1 | 0 | 0 | 0 | 0 | 0 | 0 | 0 | 2 | 9 | 2 | 9
960 | 40 | 2 | 9 | 24 | 1 | 0 | 0 | 1 | 0 | 0 | 0 | 1 | 0 | 0 | 0 | 0 | 0 | 0 | 0 | 2 | 9 | 2 | 9
961 | 41 | 2 | 10 | 1 | 1 | 0 | 0 | 1 | 0 | 0 | 0 | 1 | 0 | 0 | 0 | 0 | 0 | 0 | 0 | 2 | 10 | 2 | 10
962 | 41 | 2 | 10 | 2 | 1 | 0 | 0 | 1 | 0 | 0 | 0 | 1 | 0 | 0 | 0 | 0 | 0 | 0 | 0 | 2 | 10 | 2 | 10
963 | 41 | 2 | 10 | 3 | 1 | 0 | 0 | 1 | 0 | 0 | 0 | 1 | 0 | 0 | 0 | 0 | 0 | 0 | 0 | 2 | 10 | 2 | 10
964 | 41 | 2 | 10 | 4 | 1 | 0 | 0 | 1 | 0 | 0 | 0 | 1 | 0 | 0 | 0 | 0 | 0 | 0 | 0 | 2 | 10 | 2 | 10
965 | 41 | 2 | 10 | 5 | 1 | 0 | 0 | 1 | 0 | 0 | 0 | 1 | 0 | 0 | 0 | 0 | 0 | 0 | 0 | 2 | 10 | 2 | 10
966 | 41 | 2 | 10 | 6 | 1 | 0 | 0 | 1 | 0 | 0 | 0 | 1 | 0 | 0 | 0 | 0 | 0 | 0 | 0 | 2 | 10 | 2 | 10
967 | 41 | 2 | 10 | 7 | 1 | 0 | 0 | 1 | 0 | 0 | 0 | 1 | 0 | 0 | 0 | 0 | 0 | 0 | 0 | 2 | 10 | 2 | 10
968 | 41 | 2 | 10 | 8 | 1 | 0 | 0 | 1 | 0 | 0 | 0 | 1 | 0 | 0 | 0 | 0 | 0 | 0 | 0 | 2 | 10 | 2 | 10
969 | 41 | 2 | 10 | 9 | 1 | 0 | 0 | 1 | 0 | 0 | 0 | 1 | 0 | 0 | 0 | 0 | 0 | 0 | 0 | 2 | 10 | 2 | 10
970 | 41 | 2 | 10 | 10 | 1 | 0 | 0 | 1 | 0 | 0 | 0 | 1 | 0 | 0 | 0 | 0 | 0 | 0 | 0 | 2 | 10 | 2 | 10
971 | 41 | 2 | 10 | 11 | 1 | 0 | 0 | 1 | 0 | 0 | 0 | 1 | 0 | 0 | 0 | 0 | 0 | 0 | 0 | 2 | 10 | 2 | 10
972 | 41 | 2 | 10 | 12 | 1 | 0 | 0 | 1 | 0 | 0 | 0 | 1 | 0 | 0 | 0 | 0 | 0 | 0 | 0 | 2 | 10 | 2 | 10
973 | 41 | 2 | 10 | 13 | 1 | 0 | 0 | 1 | 0 | 0 | 0 | 1 | 0 | 0 | 0 | 0 | 0 | 0 | 0 | 2 | 10 | 2 | 10
974 | 41 | 2 | 10 | 14 | 1 | 0 | 0 | 1 | 0 | 0 | 0 | 1 | 0 | 0 | 0 | 0 | 0 | 0 | 0 | 2 | 10 | 2 | 10
975 | 41 | 2 | 10 | 15 | 1 | 0 | 0 | 1 | 0 | 0 | 0 | 1 | 0 | 0 | 0 | 0 | 0 | 0 | 0 | 2 | 10 | 2 | 10
976 | 41 | 2 | 10 | 16 | 1 | 0 | 0 | 1 | 0 | 0 | 0 | 1 | 0 | 0 | 0 | 0 | 0 | 0 | 0 | 2 | 10 | 2 | 10
977 | 41 | 2 | 10 | 17 | 1 | 0 | 0 | 1 | 0 | 0 | 0 | 1 | 0 | 0 | 0 | 0 | 0 | 0 | 0 | 2 | 10 | 2 | 10
978 | 41 | 2 | 10 | 18 | 1 | 0 | 0 | 1 | 0 | 0 | 0 | 1 | 0 | 0 | 0 | 0 | 0 | 0 | 0 | 2 | 10 | 2 | 10
979 | 41 | 2 | 10 | 19 | 1 | 0 | 1 | 0 | 0 | 0 | 0 | 1 | 0 | 0 | 0 | 0 | 0 | 0 | 0 | 2 | 10 | 2 | 10
980 | 41 | 2 | 10 | 20 | 1 | 0 | 1 | 0 | 0 | 0 | 0 | 1 | 0 | 0 | 0 | 0 | 0 | 0 | 0 | 2 | 10 | 2 | 10
981 | 41 | 2 | 10 | 21 | 1 | 0 | 0 | 1 | 0 | 0 | 0 | 1 | 0 | 0 | 0 | 0 | 0 | 0 | 0 | 2 | 10 | 2 | 10
982 | 41 | 2 | 10 | 22 | 1 | 0 | 0 | 1 | 0 | 0 | 0 | 1 | 0 | 0 | 0 | 0 | 0 | 0 | 0 | 2 | 10 | 2 | 10
983 | 41 | 2 | 10 | 23 | 1 | 0 | 0 | 1 | 0 | 0 | 0 | 1 | 0 | 0 | 0 | 0 | 0 | 0 | 0 | 2 | 10 | 2 | 10
984 | 41 | 2 | 10 | 24 | 1 | 0 | 0 | 1 | 0 | 0 | 0 | 1 | 0 | 0 | 0 | 0 | 0 | 0 | 0 | 2 | 10 | 2 | 10
985 | 42 | 2 | 11 | 1 | 0 | 0 | 0 | 1 | 0 | 0 | 0 | 1 | 0 | 0 | 0 | 0 | 0 | 0 | 0 | 2 | 11 | 2 | 11
986 | 42 | 2 | 11 | 2 | 0 | 0 | 0 | 1 | 0 | 0 | 0 | 1 | 0 | 0 | 0 | 0 | 0 | 0 | 0 | 2 | 11 | 2 | 11
987 | 42 | 2 | 11 | 3 | 0 | 0 | 0 | 1 | 0 | 0 | 0 | 1 | 0 | 0 | 0 | 0 | 0 | 0 | 0 | 2 | 11 | 2 | 11
988 | 42 | 2 | 11 | 4 | 0 | 0 | 0 | 1 | 0 | 0 | 0 | 1 | 0 | 0 | 0 | 0 | 0 | 0 | 0 | 2 | 11 | 2 | 11
989 | 42 | 2 | 11 | 5 | 0 | 0 | 0 | 1 | 0 | 0 | 0 | 1 | 0 | 0 | 0 | 0 | 0 | 0 | 0 | 2 | 11 | 2 | 11
990 | 42 | 2 | 11 | 6 | 0 | 0 | 0 | 1 | 0 | 0 | 0 | 1 | 0 | 0 | 0 | 0 | 0 | 0 | 0 | 2 | 11 | 2 | 11
991 | 42 | 2 | 11 | 7 | 0 | 0 | 0 | 1 | 0 | 0 | 0 | 1 | 0 | 0 | 0 | 0 | 0 | 0 | 0 | 2 | 11 | 2 | 11
992 | 42 | 2 | 11 | 8 | 0 | 0 | 0 | 1 | 0 | 0 | 0 | 1 | 0 | 0 | 0 | 0 | 0 | 0 | 0 | 2 | 11 | 2 | 11
993 | 42 | 2 | 11 | 9 | 0 | 0 | 0 | 1 | 0 | 0 | 0 | 1 | 0 | 0 | 0 | 0 | 0 | 0 | 0 | 2 | 11 | 2 | 11
994 | 42 | 2 | 11 | 10 | 0 | 0 | 0 | 1 | 0 | 0 | 0 | 1 | 0 | 0 | 0 | 0 | 0 | 0 | 0 | 2 | 11 | 2 | 11
995 | 42 | 2 | 11 | 11 | 0 | 0 | 0 | 1 | 0 | 0 | 0 | 1 | 0 | 0 | 0 | 0 | 0 | 0 | 0 | 2 | 11 | 2 | 11
996 | 42 | 2 | 11 | 12 | 0 | 0 | 0 | 1 | 0 | 0 | 0 | 1 | 0 | 0 | 0 | 0 | 0 | 0 | 0 | 2 | 11 | 2 | 11
997 | 42 | 2 | 11 | 13 | 0 | 0 | 0 | 1 | 0 | 0 | 0 | 1 | 0 | 0 | 0 | 0 | 0 | 0 | 0 | 2 | 11 | 2 | 11
998 | 42 | 2 | 11 | 14 | 0 | 0 | 0 | 1 | 0 | 0 | 0 | 1 | 0 | 0 | 0 | 0 | 0 | 0 | 0 | 2 | 11 | 2 | 11
999 | 42 | 2 | 11 | 15 | 0 | 0 | 0 | 1 | 0 | 0 | 0 | 1 | 0 | 0 | 0 | 0 | 0 | 0 | 0 | 2 | 11 | 2 | 11
1000 | 42 | 2 | 11 | 16 | 0 | 0 | 0 | 1 | 0 | 0 | 0 | 1 | 0 | 0 | 0 | 0 | 0 | 0 | 0 | 2 | 11 | 2 | 11
1001 | 42 | 2 | 11 | 17 | 0 | 0 | 0 | 1 | 0 | 0 | 0 | 1 | 0 | 0 | 0 | 0 | 0 | 0 | 0 | 2 | 11 | 2 | 11
1002 | 42 | 2 | 11 | 18 | 0 | 0 | 0 | 1 | 0 | 0 | 0 | 1 | 0 | 0 | 0 | 0 | 0 | 0 | 0 | 2 | 11 | 2 | 11
1003 | 42 | 2 | 11 | 19 | 0 | 0 | 0 | 1 | 0 | 0 | 0 | 1 | 0 | 0 | 0 | 0 | 0 | 0 | 0 | 2 | 11 | 2 | 11
1004 | 42 | 2 | 11 | 20 | 0 | 0 | 0 | 1 | 0 | 0 | 0 | 1 | 0 | 0 | 0 | 0 | 0 | 0 | 0 | 2 | 11 | 2 | 11
1005 | 42 | 2 | 11 | 21 | 0 | 0 | 0 | 1 | 0 | 0 | 0 | 1 | 0 | 0 | 0 | 0 | 0 | 0 | 0 | 2 | 11 | 2 | 11
1006 | 42 | 2 | 11 | 22 | 0 | 0 | 0 | 1 | 0 | 0 | 0 | 1 | 0 | 0 | 0 | 0 | 0 | 0 | 0 | 2 | 11 | 2 | 11
1007 | 42 | 2 | 11 | 23 | 0 | 0 | 0 | 1 | 0 | 0 | 0 | 1 | 0 | 0 | 0 | 0 | 0 | 0 | 0 | 2 | 11 | 2 | 11
1008 | 42 | 2 | 11 | 24 | 0 | 0 | 0 | 1 | 0 | 0 | 0 | 1 | 0 | 0 | 0 | 0 | 0 | 0 | 0 | 2 | 11 | 2 | 11
1009 | 43 | 2 | 12 | 1 | 0 | 0 | 0 | 1 | 0 | 0 | 0 | 1 | 0 | 0 | 0 | 0 | 0 | 0 | 0 | 2 | 12 | 2 | 12
1010 | 43 | 2 | 12 | 2 | 0 | 0 | 0 | 1 | 0 | 0 | 0 | 1 | 0 | 0 | 0 | 0 | 0 | 0 | 0 | 2 | 12 | 2 | 12
1011 | 43 | 2 | 12 | 3 | 0 | 0 | 0 | 1 | 0 | 0 | 0 | 1 | 0 | 0 | 0 | 0 | 0 | 0 | 0 | 2 | 12 | 2 | 12
1012 | 43 | 2 | 12 | 4 | 0 | 0 | 0 | 1 | 0 | 0 | 0 | 1 | 0 | 0 | 0 | 0 | 0 | 0 | 0 | 2 | 12 | 2 | 12
1013 | 43 | 2 | 12 | 5 | 0 | 0 | 0 | 1 | 0 | 0 | 0 | 1 | 0 | 0 | 0 | 0 | 0 | 0 | 0 | 2 | 12 | 2 | 12
1014 | 43 | 2 | 12 | 6 | 0 | 0 | 0 | 1 | 0 | 0 | 0 | 1 | 0 | 0 | 0 | 0 | 0 | 0 | 0 | 2 | 12 | 2 | 12
1015 | 43 | 2 | 12 | 7 | 0 | 0 | 0 | 1 | 0 | 0 | 0 | 1 | 0 | 0 | 0 | 0 | 0 | 0 | 0 | 2 | 12 | 2 | 12
1016 | 43 | 2 | 12 | 8 | 0 | 0 | 0 | 1 | 0 | 0 | 0 | 1 | 0 | 0 | 0 | 0 | 0 | 0 | 0 | 2 | 12 | 2 | 12
1017 | 43 | 2 | 12 | 9 | 0 | 0 | 0 | 1 | 0 | 0 | 0 | 1 | 0 | 0 | 0 | 0 | 0 | 0 | 0 | 2 | 12 | 2 | 12
1018 | 43 | 2 | 12 | 10 | 0 | 0 | 0 | 1 | 0 | 0 | 0 | 1 | 0 | 0 | 0 | 0 | 0 | 0 | 0 | 2 | 12 | 2 | 12
1019 | 43 | 2 | 12 | 11 | 0 | 0 | 0 | 1 | 0 | 0 | 0 | 1 | 0 | 0 | 0 | 0 | 0 | 0 | 0 | 2 | 12 | 2 | 12
1020 | 43 | 2 | 12 | 12 | 0 | 0 | 0 | 1 | 0 | 0 | 0 | 1 | 0 | 0 | 0 | 0 | 0 | 0 | 0 | 2 | 12 | 2 | 12
1021 | 43 | 2 | 12 | 13 | 0 | 0 | 0 | 1 | 0 | 0 | 0 | 1 | 0 | 0 | 0 | 0 | 0 | 0 | 0 | 2 | 12 | 2 | 12
1022 | 43 | 2 | 12 | 14 | 0 | 0 | 0 | 1 | 0 | 0 | 0 | 1 | 0 | 0 | 0 | 0 | 0 | 0 | 0 | 2 | 12 | 2 | 12
1023 | 43 | 2 | 12 | 15 | 0 | 0 | 0 | 1 | 0 | 0 | 0 | 1 | 0 | 0 | 0 | 0 | 0 | 0 | 0 | 2 | 12 | 2 | 12
1024 | 43 | 2 | 12 | 16 | 0 | 0 | 0 | 1 | 0 | 0 | 0 | 1 | 0 | 0 | 0 | 0 | 0 | 0 | 0 | 2 | 12 | 2 | 12
1025 | 43 | 2 | 12 | 17 | 0 | 0 | 0 | 1 | 0 | 0 | 0 | 1 | 0 | 0 | 0 | 0 | 0 | 0 | 0 | 2 | 12 | 2 | 12
1026 | 43 | 2 | 12 | 18 | 0 | 0 | 0 | 1 | 0 | 0 | 0 | 1 | 0 | 0 | 0 | 0 | 0 | 0 | 0 | 2 | 12 | 2 | 12
1027 | 43 | 2 | 12 | 19 | 0 | 0 | 0 | 1 | 0 | 0 | 0 | 1 | 0 | 0 | 0 | 0 | 0 | 0 | 0 | 2 | 12 | 2 | 12
1028 | 43 | 2 | 12 | 20 | 0 | 0 | 0 | 1 | 0 | 0 | 0 | 1 | 0 | 0 | 0 | 0 | 0 | 0 | 0 | 2 | 12 | 2 | 12
1029 | 43 | 2 | 12 | 21 | 0 | 0 | 0 | 1 | 0 | 0 | 0 | 1 | 0 | 0 | 0 | 0 | 0 | 0 | 0 | 2 | 12 | 2 | 12
1030 | 43 | 2 | 12 | 22 | 0 | 0 | 0 | 1 | 0 | 0 | 0 | 1 | 0 | 0 | 0 | 0 | 0 | 0 | 0 | 2 | 12 | 2 | 12
1031 | 43 | 2 | 12 | 23 | 0 | 0 | 0 | 1 | 0 | 0 | 0 | 1 | 0 | 0 | 0 | 0 | 0 | 0 | 0 | 2 | 12 | 2 | 12
1032 | 43 | 2 | 12 | 24 | 0 | 0 | 0 | 1 | 0 | 0 | 0 | 1 | 0 | 0 | 0 | 0 | 0 | 0 | 0 | 2 | 12 | 2 | 12
1033 | 44 | 2 | 13 | 1 | 1 | 0 | 0 | 1 | 0 | 0 | 0 | 1 | 0 | 0 | 0 | 0 | 0 | 0 | 0 | 2 | 13 | 2 | 13
1034 | 44 | 2 | 13 | 2 | 1 | 0 | 0 | 1 | 0 | 0 | 0 | 1 | 0 | 0 | 0 | 0 | 0 | 0 | 0 | 2 | 13 | 2 | 13
1035 | 44 | 2 | 13 | 3 | 1 | 0 | 0 | 1 | 0 | 0 | 0 | 1 | 0 | 0 | 0 | 0 | 0 | 0 | 0 | 2 | 13 | 2 | 13
1036 | 44 | 2 | 13 | 4 | 1 | 0 | 0 | 1 | 0 | 0 | 0 | 1 | 0 | 0 | 0 | 0 | 0 | 0 | 0 | 2 | 13 | 2 | 13
1037 | 44 | 2 | 13 | 5 | 1 | 0 | 0 | 1 | 0 | 0 | 0 | 1 | 0 | 0 | 0 | 0 | 0 | 0 | 0 | 2 | 13 | 2 | 13
1038 | 44 | 2 | 13 | 6 | 1 | 0 | 0 | 1 | 0 | 0 | 0 | 1 | 0 | 0 | 0 | 0 | 0 | 0 | 0 | 2 | 13 | 2 | 13
1039 | 44 | 2 | 13 | 7 | 1 | 0 | 0 | 1 | 0 | 0 | 0 | 1 | 0 | 0 | 0 | 0 | 0 | 0 | 0 | 2 | 13 | 2 | 13
1040 | 44 | 2 | 13 | 8 | 1 | 0 | 0 | 1 | 0 | 0 | 0 | 1 | 0 | 0 | 0 | 0 | 0 | 0 | 0 | 2 | 13 | 2 | 13
1041 | 44 | 2 | 13 | 9 | 1 | 0 | 0 | 1 | 0 | 0 | 0 | 1 | 0 | 0 | 0 | 0 | 0 | 0 | 0 | 2 | 13 | 2 | 13
1042 | 44 | 2 | 13 | 10 | 1 | 0 | 0 | 1 | 0 | 0 | 0 | 1 | 0 | 0 | 0 | 0 | 0 | 0 | 0 | 2 | 13 | 2 | 13
1043 | 44 | 2 | 13 | 11 | 1 | 0 | 0 | 1 | 0 | 0 | 0 | 1 | 0 | 0 | 0 | 0 | 0 | 0 | 0 | 2 | 13 | 2 | 13
1044 | 44 | 2 | 13 | 12 | 1 | 0 | 0 | 1 | 0 | 0 | 0 | 1 | 0 | 0 | 0 | 0 | 0 | 0 | 0 | 2 | 13 | 2 | 13
1045 | 44 | 2 | 13 | 13 | 1 | 0 | 0 | 1 | 0 | 0 | 0 | 1 | 0 | 0 | 0 | 0 | 0 | 0 | 0 | 2 | 13 | 2 | 13
1046 | 44 | 2 | 13 | 14 | 1 | 0 | 0 | 1 | 0 | 0 | 0 | 1 | 0 | 0 | 0 | 0 | 0 | 0 | 0 | 2 | 13 | 2 | 13
1047 | 44 | 2 | 13 | 15 | 1 | 0 | 0 | 1 | 0 | 0 | 0 | 1 | 0 | 0 | 0 | 0 | 0 | 0 | 0 | 2 | 13 | 2 | 13
1048 | 44 | 2 | 13 | 16 | 1 | 0 | 0 | 1 | 0 | 0 | 0 | 1 | 0 | 0 | 0 | 0 | 0 | 0 | 0 | 2 | 13 | 2 | 13
1049 | 44 | 2 | 13 | 17 | 1 | 0 | 0 | 1 | 0 | 0 | 0 | 1 | 0 | 0 | 0 | 0 | 0 | 0 | 0 | 2 | 13 | 2 | 13
1050 | 44 | 2 | 13 | 18 | 1 | 0 | 0 | 1 | 0 | 0 | 0 | 1 | 0 | 0 | 0 | 0 | 0 | 0 | 0 | 2 | 13 | 2 | 13
1051 | 44 | 2 | 13 | 19 | 1 | 0 | 1 | 0 | 0 | 0 | 0 | 1 | 0 | 0 | 0 | 0 | 0 | 0 | 0 | 2 | 13 | 2 | 13
1052 | 44 | 2 | 13 | 20 | 1 | 0 | 1 | 0 | 0 | 0 | 0 | 1 | 0 | 0 | 0 | 0 | 0 | 0 | 0 | 2 | 13 | 2 | 13
1053 | 44 | 2 | 13 | 21 | 1 | 0 | 0 | 1 | 0 | 0 | 0 | 1 | 0 | 0 | 0 | 0 | 0 | 0 | 0 | 2 | 13 | 2 | 13
1054 | 44 | 2 | 13 | 22 | 1 | 0 | 0 | 1 | 0 | 0 | 0 | 1 | 0 | 0 | 0 | 0 | 0 | 0 | 0 | 2 | 13 | 2 | 13
1055 | 44 | 2 | 13 | 23 | 1 | 0 | 0 | 1 | 0 | 0 | 0 | 1 | 0 | 0 | 0 | 0 | 0 | 0 | 0 | 2 | 13 | 2 | 13
1056 | 44 | 2 | 13 | 24 | 1 | 0 | 0 | 1 | 0 | 0 | 0 | 1 | 0 | 0 | 0 | 0 | 0 | 0 | 0 | 2 | 13 | 2 | 13
1057 | 45 | 2 | 14 | 1 | 1 | 0 | 0 | 1 | 0 | 0 | 0 | 1 | 0 | 0 | 0 | 0 | 0 | 0 | 0 | 2 | 14 | 2 | 14
1058 | 45 | 2 | 14 | 2 | 1 | 0 | 0 | 1 | 0 | 0 | 0 | 1 | 0 | 0 | 0 | 0 | 0 | 0 | 0 | 2 | 14 | 2 | 14
1059 | 45 | 2 | 14 | 3 | 1 | 0 | 0 | 1 | 0 | 0 | 0 | 1 | 0 | 0 | 0 | 0 | 0 | 0 | 0 | 2 | 14 | 2 | 14
1060 | 45 | 2 | 14 | 4 | 1 | 0 | 0 | 1 | 0 | 0 | 0 | 1 | 0 | 0 | 0 | 0 | 0 | 0 | 0 | 2 | 14 | 2 | 14
1061 | 45 | 2 | 14 | 5 | 1 | 0 | 0 | 1 | 0 | 0 | 0 | 1 | 0 | 0 | 0 | 0 | 0 | 0 | 0 | 2 | 14 | 2 | 14
1062 | 45 | 2 | 14 | 6 | 1 | 0 | 0 | 1 | 0 | 0 | 0 | 1 | 0 | 0 | 0 | 0 | 0 | 0 | 0 | 2 | 14 | 2 | 14
1063 | 45 | 2 | 14 | 7 | 1 | 0 | 0 | 1 | 0 | 0 | 0 | 1 | 0 | 0 | 0 | 0 | 0 | 0 | 0 | 2 | 14 | 2 | 14
1064 | 45 | 2 | 14 | 8 | 1 | 0 | 0 | 1 | 0 | 0 | 0 | 1 | 0 | 0 | 0 | 0 | 0 | 0 | 0 | 2 | 14 | 2 | 14
1065 | 45 | 2 | 14 | 9 | 1 | 0 | 0 | 1 | 0 | 0 | 0 | 1 | 0 | 0 | 0 | 0 | 0 | 0 | 0 | 2 | 14 | 2 | 14
1066 | 45 | 2 | 14 | 10 | 1 | 0 | 0 | 1 | 0 | 0 | 0 | 1 | 0 | 0 | 0 | 0 | 0 | 0 | 0 | 2 | 14 | 2 | 14
1067 | 45 | 2 | 14 | 11 | 1 | 0 | 0 | 1 | 0 | 0 | 0 | 1 | 0 | 0 | 0 | 0 | 0 | 0 | 0 | 2 | 14 | 2 | 14
1068 | 45 | 2 | 14 | 12 | 1 | 0 | 0 | 1 | 0 | 0 | 0 | 1 | 0 | 0 | 0 | 0 | 0 | 0 | 0 | 2 | 14 | 2 | 14
1069 | 45 | 2 | 14 | 13 | 1 | 0 | 0 | 1 | 0 | 0 | 0 | 1 | 0 | 0 | 0 | 0 | 0 | 0 | 0 | 2 | 14 | 2 | 14
1070 | 45 | 2 | 14 | 14 | 1 | 0 | 0 | 1 | 0 | 0 | 0 | 1 | 0 | 0 | 0 | 0 | 0 | 0 | 0 | 2 | 14 | 2 | 14
1071 | 45 | 2 | 14 | 15 | 1 | 0 | 0 | 1 | 0 | 0 | 0 | 1 | 0 | 0 | 0 | 0 | 0 | 0 | 0 | 2 | 14 | 2 | 14
1072 | 45 | 2 | 14 | 16 | 1 | 0 | 0 | 1 | 0 | 0 | 0 | 1 | 0 | 0 | 0 | 0 | 0 | 0 | 0 | 2 | 14 | 2 | 14
1073 | 45 | 2 | 14 | 17 | 1 | 0 | 0 | 1 | 0 | 0 | 0 | 1 | 0 | 0 | 0 | 0 | 0 | 0 | 0 | 2 | 14 | 2 | 14
1074 | 45 | 2 | 14 | 18 | 1 | 0 | 0 | 1 | 0 | 0 | 0 | 1 | 0 | 0 | 0 | 0 | 0 | 0 | 0 | 2 | 14 | 2 | 14
1075 | 45 | 2 | 14 | 19 | 1 | 0 | 1 | 0 | 0 | 0 | 0 | 1 | 0 | 0 | 0 | 0 | 0 | 0 | 0 | 2 | 14 | 2 | 14
1076 | 45 | 2 | 14 | 20 | 1 | 0 | 1 | 0 | 0 | 0 | 0 | 1 | 0 | 0 | 0 | 0 | 0 | 0 | 0 | 2 | 14 | 2 | 14
1077 | 45 | 2 | 14 | 21 | 1 | 0 | 0 | 1 | 0 | 0 | 0 | 1 | 0 | 0 | 0 | 0 | 0 | 0 | 0 | 2 | 14 | 2 | 14
1078 | 45 | 2 | 14 | 22 | 1 | 0 | 0 | 1 | 0 | 0 | 0 | 1 | 0 | 0 | 0 | 0 | 0 | 0 | 0 | 2 | 14 | 2 | 14
1079 | 45 | 2 | 14 | 23 | 1 | 0 | 0 | 1 | 0 | 0 | 0 | 1 | 0 | 0 | 0 | 0 | 0 | 0 | 0 | 2 | 14 | 2 | 14
1080 | 45 | 2 | 14 | 24 | 1 | 0 | 0 | 1 | 0 | 0 | 0 | 1 | 0 | 0 | 0 | 0 | 0 | 0 | 0 | 2 | 14 | 2 | 14
1081 | 46 | 2 | 15 | 1 | 1 | 0 | 0 | 1 | 0 | 0 | 0 | 1 | 0 | 0 | 0 | 0 | 0 | 0 | 0 | 2 | 15 | 2 | 15
1082 | 46 | 2 | 15 | 2 | 1 | 0 | 0 | 1 | 0 | 0 | 0 | 1 | 0 | 0 | 0 | 0 | 0 | 0 | 0 | 2 | 15 | 2 | 15
1083 | 46 | 2 | 15 | 3 | 1 | 0 | 0 | 1 | 0 | 0 | 0 | 1 | 0 | 0 | 0 | 0 | 0 | 0 | 0 | 2 | 15 | 2 | 15
1084 | 46 | 2 | 15 | 4 | 1 | 0 | 0 | 1 | 0 | 0 | 0 | 1 | 0 | 0 | 0 | 0 | 0 | 0 | 0 | 2 | 15 | 2 | 15
1085 | 46 | 2 | 15 | 5 | 1 | 0 | 0 | 1 | 0 | 0 | 0 | 1 | 0 | 0 | 0 | 0 | 0 | 0 | 0 | 2 | 15 | 2 | 15
1086 | 46 | 2 | 15 | 6 | 1 | 0 | 0 | 1 | 0 | 0 | 0 | 1 | 0 | 0 | 0 | 0 | 0 | 0 | 0 | 2 | 15 | 2 | 15
1087 | 46 | 2 | 15 | 7 | 1 | 0 | 0 | 1 | 0 | 0 | 0 | 1 | 0 | 0 | 0 | 0 | 0 | 0 | 0 | 2 | 15 | 2 | 15
1088 | 46 | 2 | 15 | 8 | 1 | 0 | 0 | 1 | 0 | 0 | 0 | 1 | 0 | 0 | 0 | 0 | 0 | 0 | 0 | 2 | 15 | 2 | 15
1089 | 46 | 2 | 15 | 9 | 1 | 0 | 0 | 1 | 0 | 0 | 0 | 1 | 0 | 0 | 0 | 0 | 0 | 0 | 0 | 2 | 15 | 2 | 15
1090 | 46 | 2 | 15 | 10 | 1 | 0 | 0 | 1 | 0 | 0 | 0 | 1 | 0 | 0 | 0 | 0 | 0 | 0 | 0 | 2 | 15 | 2 | 15
1091 | 46 | 2 | 15 | 11 | 1 | 0 | 0 | 1 | 0 | 0 | 0 | 1 | 0 | 0 | 0 | 0 | 0 | 0 | 0 | 2 | 15 | 2 | 15
1092 | 46 | 2 | 15 | 12 | 1 | 0 | 0 | 1 | 0 | 0 | 0 | 1 | 0 | 0 | 0 | 0 | 0 | 0 | 0 | 2 | 15 | 2 | 15
1093 | 46 | 2 | 15 | 13 | 1 | 0 | 0 | 1 | 0 | 0 | 0 | 1 | 0 | 0 | 0 | 0 | 0 | 0 | 0 | 2 | 15 | 2 | 15
1094 | 46 | 2 | 15 | 14 | 1 | 0 | 0 | 1 | 0 | 0 | 0 | 1 | 0 | 0 | 0 | 0 | 0 | 0 | 0 | 2 | 15 | 2 | 15
1095 | 46 | 2 | 15 | 15 | 1 | 0 | 0 | 1 | 0 | 0 | 0 | 1 | 0 | 0 | 0 | 0 | 0 | 0 | 0 | 2 | 15 | 2 | 15
1096 | 46 | 2 | 15 | 16 | 1 | 0 | 0 | 1 | 0 | 0 | 0 | 1 | 0 | 0 | 0 | 0 | 0 | 0 | 0 | 2 | 15 | 2 | 15
1097 | 46 | 2 | 15 | 17 | 1 | 0 | 0 | 1 | 0 | 0 | 0 | 1 | 0 | 0 | 0 | 0 | 0 | 0 | 0 | 2 | 15 | 2 | 15
1098 | 46 | 2 | 15 | 18 | 1 | 0 | 0 | 1 | 0 | 0 | 0 | 1 | 0 | 0 | 0 | 0 | 0 | 0 | 0 | 2 | 15 | 2 | 15
1099 | 46 | 2 | 15 | 19 | 1 | 0 | 1 | 0 | 0 | 0 | 0 | 1 | 0 | 0 | 0 | 0 | 0 | 0 | 0 | 2 | 15 | 2 | 15
1100 | 46 | 2 | 15 | 20 | 1 | 0 | 1 | 0 | 0 | 0 | 0 | 1 | 0 | 0 | 0 | 0 | 0 | 0 | 0 | 2 | 15 | 2 | 15
1101 | 46 | 2 | 15 | 21 | 1 | 0 | 0 | 1 | 0 | 0 | 0 | 1 | 0 | 0 | 0 | 0 | 0 | 0 | 0 | 2 | 15 | 2 | 15
1102 | 46 | 2 | 15 | 22 | 1 | 0 | 0 | 1 | 0 | 0 | 0 | 1 | 0 | 0 | 0 | 0 | 0 | 0 | 0 | 2 | 15 | 2 | 15
1103 | 46 | 2 | 15 | 23 | 1 | 0 | 0 | 1 | 0 | 0 | 0 | 1 | 0 | 0 | 0 | 0 | 0 | 0 | 0 | 2 | 15 | 2 | 15
1104 | 46 | 2 | 15 | 24 | 1 | 0 | 0 | 1 | 0 | 0 | 0 | 1 | 0 | 0 | 0 | 0 | 0 | 0 | 0 | 2 | 15 | 2 | 15
1105 | 47 | 2 | 16 | 1 | 1 | 0 | 0 | 1 | 0 | 0 | 0 | 1 | 0 | 0 | 0 | 0 | 0 | 0 | 0 | 2 | 16 | 2 | 16
1106 | 47 | 2 | 16 | 2 | 1 | 0 | 0 | 1 | 0 | 0 | 0 | 1 | 0 | 0 | 0 | 0 | 0 | 0 | 0 | 2 | 16 | 2 | 16
1107 | 47 | 2 | 16 | 3 | 1 | 0 | 0 | 1 | 0 | 0 | 0 | 1 | 0 | 0 | 0 | 0 | 0 | 0 | 0 | 2 | 16 | 2 | 16
1108 | 47 | 2 | 16 | 4 | 1 | 0 | 0 | 1 | 0 | 0 | 0 | 1 | 0 | 0 | 0 | 0 | 0 | 0 | 0 | 2 | 16 | 2 | 16
1109 | 47 | 2 | 16 | 5 | 1 | 0 | 0 | 1 | 0 | 0 | 0 | 1 | 0 | 0 | 0 | 0 | 0 | 0 | 0 | 2 | 16 | 2 | 16
1110 | 47 | 2 | 16 | 6 | 1 | 0 | 0 | 1 | 0 | 0 | 0 | 1 | 0 | 0 | 0 | 0 | 0 | 0 | 0 | 2 | 16 | 2 | 16
1111 | 47 | 2 | 16 | 7 | 1 | 0 | 0 | 1 | 0 | 0 | 0 | 1 | 0 | 0 | 0 | 0 | 0 | 0 | 0 | 2 | 16 | 2 | 16
1112 | 47 | 2 | 16 | 8 | 1 | 0 | 0 | 1 | 0 | 0 | 0 | 1 | 0 | 0 | 0 | 0 | 0 | 0 | 0 | 2 | 16 | 2 | 16
1113 | 47 | 2 | 16 | 9 | 1 | 0 | 0 | 1 | 0 | 0 | 0 | 1 | 0 | 0 | 0 | 0 | 0 | 0 | 0 | 2 | 16 | 2 | 16
1114 | 47 | 2 | 16 | 10 | 1 | 0 | 0 | 1 | 0 | 0 | 0 | 1 | 0 | 0 | 0 | 0 | 0 | 0 | 0 | 2 | 16 | 2 | 16
1115 | 47 | 2 | 16 | 11 | 1 | 0 | 0 | 1 | 0 | 0 | 0 | 1 | 0 | 0 | 0 | 0 | 0 | 0 | 0 | 2 | 16 | 2 | 16
1116 | 47 | 2 | 16 | 12 | 1 | 0 | 0 | 1 | 0 | 0 | 0 | 1 | 0 | 0 | 0 | 0 | 0 | 0 | 0 | 2 | 16 | 2 | 16
1117 | 47 | 2 | 16 | 13 | 1 | 0 | 0 | 1 | 0 | 0 | 0 | 1 | 0 | 0 | 0 | 0 | 0 | 0 | 0 | 2 | 16 | 2 | 16
1118 | 47 | 2 | 16 | 14 | 1 | 0 | 0 | 1 | 0 | 0 | 0 | 1 | 0 | 0 | 0 | 0 | 0 | 0 | 0 | 2 | 16 | 2 | 16
1119 | 47 | 2 | 16 | 15 | 1 | 0 | 0 | 1 | 0 | 0 | 0 | 1 | 0 | 0 | 0 | 0 | 0 | 0 | 0 | 2 | 16 | 2 | 16
1120 | 47 | 2 | 16 | 16 | 1 | 0 | 0 | 1 | 0 | 0 | 0 | 1 | 0 | 0 | 0 | 0 | 0 | 0 | 0 | 2 | 16 | 2 | 16
1121 | 47 | 2 | 16 | 17 | 1 | 0 | 0 | 1 | 0 | 0 | 0 | 1 | 0 | 0 | 0 | 0 | 0 | 0 | 0 | 2 | 16 | 2 | 16
1122 | 47 | 2 | 16 | 18 | 1 | 0 | 0 | 1 | 0 | 0 | 0 | 1 | 0 | 0 | 0 | 0 | 0 | 0 | 0 | 2 | 16 | 2 | 16
1123 | 47 | 2 | 16 | 19 | 1 | 0 | 1 | 0 | 0 | 0 | 0 | 1 | 0 | 0 | 0 | 0 | 0 | 0 | 0 | 2 | 16 | 2 | 16
1124 | 47 | 2 | 16 | 20 | 1 | 0 | 1 | 0 | 0 | 0 | 0 | 1 | 0 | 0 | 0 | 0 | 0 | 0 | 0 | 2 | 16 | 2 | 16
1125 | 47 | 2 | 16 | 21 | 1 | 0 | 0 | 1 | 0 | 0 | 0 | 1 | 0 | 0 | 0 | 0 | 0 | 0 | 0 | 2 | 16 | 2 | 16
1126 | 47 | 2 | 16 | 22 | 1 | 0 | 0 | 1 | 0 | 0 | 0 | 1 | 0 | 0 | 0 | 0 | 0 | 0 | 0 | 2 | 16 | 2 | 16
1127 | 47 | 2 | 16 | 23 | 1 | 0 | 0 | 1 | 0 | 0 | 0 | 1 | 0 | 0 | 0 | 0 | 0 | 0 | 0 | 2 | 16 | 2 | 16
1128 | 47 | 2 | 16 | 24 | 1 | 0 | 0 | 1 | 0 | 0 | 0 | 1 | 0 | 0 | 0 | 0 | 0 | 0 | 0 | 2 | 16 | 2 | 16
1129 | 48 | 2 | 17 | 1 | 1 | 0 | 0 | 1 | 0 | 0 | 0 | 1 | 0 | 0 | 0 | 0 | 0 | 0 | 0 | 2 | 17 | 2 | 17
1130 | 48 | 2 | 17 | 2 | 1 | 0 | 0 | 1 | 0 | 0 | 0 | 1 | 0 | 0 | 0 | 0 | 0 | 0 | 0 | 2 | 17 | 2 | 17
1131 | 48 | 2 | 17 | 3 | 1 | 0 | 0 | 1 | 0 | 0 | 0 | 1 | 0 | 0 | 0 | 0 | 0 | 0 | 0 | 2 | 17 | 2 | 17
1132 | 48 | 2 | 17 | 4 | 1 | 0 | 0 | 1 | 0 | 0 | 0 | 1 | 0 | 0 | 0 | 0 | 0 | 0 | 0 | 2 | 17 | 2 | 17
1133 | 48 | 2 | 17 | 5 | 1 | 0 | 0 | 1 | 0 | 0 | 0 | 1 | 0 | 0 | 0 | 0 | 0 | 0 | 0 | 2 | 17 | 2 | 17
1134 | 48 | 2 | 17 | 6 | 1 | 0 | 0 | 1 | 0 | 0 | 0 | 1 | 0 | 0 | 0 | 0 | 0 | 0 | 0 | 2 | 17 | 2 | 17
1135 | 48 | 2 | 17 | 7 | 1 | 0 | 0 | 1 | 0 | 0 | 0 | 1 | 0 | 0 | 0 | 0 | 0 | 0 | 0 | 2 | 17 | 2 | 17
1136 | 48 | 2 | 17 | 8 | 1 | 0 | 0 | 1 | 0 | 0 | 0 | 1 | 0 | 0 | 0 | 0 | 0 | 0 | 0 | 2 | 17 | 2 | 17
1137 | 48 | 2 | 17 | 9 | 1 | 0 | 0 | 1 | 0 | 0 | 0 | 1 | 0 | 0 | 0 | 0 | 0 | 0 | 0 | 2 | 17 | 2 | 17
1138 | 48 | 2 | 17 | 10 | 1 | 0 | 0 | 1 | 0 | 0 | 0 | 1 | 0 | 0 | 0 | 0 | 0 | 0 | 0 | 2 | 17 | 2 | 17
1139 | 48 | 2 | 17 | 11 | 1 | 0 | 0 | 1 | 0 | 0 | 0 | 1 | 0 | 0 | 0 | 0 | 0 | 0 | 0 | 2 | 17 | 2 | 17
1140 | 48 | 2 | 17 | 12 | 1 | 0 | 0 | 1 | 0 | 0 | 0 | 1 | 0 | 0 | 0 | 0 | 0 | 0 | 0 | 2 | 17 | 2 | 17
1141 | 48 | 2 | 17 | 13 | 1 | 0 | 0 | 1 | 0 | 0 | 0 | 1 | 0 | 0 | 0 | 0 | 0 | 0 | 0 | 2 | 17 | 2 | 17
1142 | 48 | 2 | 17 | 14 | 1 | 0 | 0 | 1 | 0 | 0 | 0 | 1 | 0 | 0 | 0 | 0 | 0 | 0 | 0 | 2 | 17 | 2 | 17
1143 | 48 | 2 | 17 | 15 | 1 | 0 | 0 | 1 | 0 | 0 | 0 | 1 | 0 | 0 | 0 | 0 | 0 | 0 | 0 | 2 | 17 | 2 | 17
1144 | 48 | 2 | 17 | 16 | 1 | 0 | 0 | 1 | 0 | 0 | 0 | 1 | 0 | 0 | 0 | 0 | 0 | 0 | 0 | 2 | 17 | 2 | 17
1145 | 48 | 2 | 17 | 17 | 1 | 0 | 0 | 1 | 0 | 0 | 0 | 1 | 0 | 0 | 0 | 0 | 0 | 0 | 0 | 2 | 17 | 2 | 17
1146 | 48 | 2 | 17 | 18 | 1 | 0 | 0 | 1 | 0 | 0 | 0 | 1 | 0 | 0 | 0 | 0 | 0 | 0 | 0 | 2 | 17 | 2 | 17
1147 | 48 | 2 | 17 | 19 | 1 | 0 | 1 | 0 | 0 | 0 | 0 | 1 | 0 | 0 | 0 | 0 | 0 | 0 | 0 | 2 | 17 | 2 | 17
1148 | 48 | 2 | 17 | 20 | 1 | 0 | 1 | 0 | 0 | 0 | 0 | 1 | 0 | 0 | 0 | 0 | 0 | 0 | 0 | 2 | 17 | 2 | 17
1149 | 48 | 2 | 17 | 21 | 1 | 0 | 0 | 1 | 0 | 0 | 0 | 1 | 0 | 0 | 0 | 0 | 0 | 0 | 0 | 2 | 17 | 2 | 17
1150 | 48 | 2 | 17 | 22 | 1 | 0 | 0 | 1 | 0 | 0 | 0 | 1 | 0 | 0 | 0 | 0 | 0 | 0 | 0 | 2 | 17 | 2 | 17
1151 | 48 | 2 | 17 | 23 | 1 | 0 | 0 | 1 | 0 | 0 | 0 | 1 | 0 | 0 | 0 | 0 | 0 | 0 | 0 | 2 | 17 | 2 | 17
1152 | 48 | 2 | 17 | 24 | 1 | 0 | 0 | 1 | 0 | 0 | 0 | 1 | 0 | 0 | 0 | 0 | 0 | 0 | 0 | 2 | 17 | 2 | 17
1153 | 49 | 2 | 18 | 1 | 0 | 0 | 0 | 1 | 0 | 0 | 0 | 1 | 0 | 0 | 0 | 0 | 0 | 0 | 0 | 2 | 18 | 2 | 18
1154 | 49 | 2 | 18 | 2 | 0 | 0 | 0 | 1 | 0 | 0 | 0 | 1 | 0 | 0 | 0 | 0 | 0 | 0 | 0 | 2 | 18 | 2 | 18
1155 | 49 | 2 | 18 | 3 | 0 | 0 | 0 | 1 | 0 | 0 | 0 | 1 | 0 | 0 | 0 | 0 | 0 | 0 | 0 | 2 | 18 | 2 | 18
1156 | 49 | 2 | 18 | 4 | 0 | 0 | 0 | 1 | 0 | 0 | 0 | 1 | 0 | 0 | 0 | 0 | 0 | 0 | 0 | 2 | 18 | 2 | 18
1157 | 49 | 2 | 18 | 5 | 0 | 0 | 0 | 1 | 0 | 0 | 0 | 1 | 0 | 0 | 0 | 0 | 0 | 0 | 0 | 2 | 18 | 2 | 18
1158 | 49 | 2 | 18 | 6 | 0 | 0 | 0 | 1 | 0 | 0 | 0 | 1 | 0 | 0 | 0 | 0 | 0 | 0 | 0 | 2 | 18 | 2 | 18
1159 | 49 | 2 | 18 | 7 | 0 | 0 | 0 | 1 | 0 | 0 | 0 | 1 | 0 | 0 | 0 | 0 | 0 | 0 | 0 | 2 | 18 | 2 | 18
1160 | 49 | 2 | 18 | 8 | 0 | 0 | 0 | 1 | 0 | 0 | 0 | 1 | 0 | 0 | 0 | 0 | 0 | 0 | 0 | 2 | 18 | 2 | 18
1161 | 49 | 2 | 18 | 9 | 0 | 0 | 0 | 1 | 0 | 0 | 0 | 1 | 0 | 0 | 0 | 0 | 0 | 0 | 0 | 2 | 18 | 2 | 18
1162 | 49 | 2 | 18 | 10 | 0 | 0 | 0 | 1 | 0 | 0 | 0 | 1 | 0 | 0 | 0 | 0 | 0 | 0 | 0 | 2 | 18 | 2 | 18
1163 | 49 | 2 | 18 | 11 | 0 | 0 | 0 | 1 | 0 | 0 | 0 | 1 | 0 | 0 | 0 | 0 | 0 | 0 | 0 | 2 | 18 | 2 | 18
1164 | 49 | 2 | 18 | 12 | 0 | 0 | 0 | 1 | 0 | 0 | 0 | 1 | 0 | 0 | 0 | 0 | 0 | 0 | 0 | 2 | 18 | 2 | 18
1165 | 49 | 2 | 18 | 13 | 0 | 0 | 0 | 1 | 0 | 0 | 0 | 1 | 0 | 0 | 0 | 0 | 0 | 0 | 0 | 2 | 18 | 2 | 18
1166 | 49 | 2 | 18 | 14 | 0 | 0 | 0 | 1 | 0 | 0 | 0 | 1 | 0 | 0 | 0 | 0 | 0 | 0 | 0 | 2 | 18 | 2 | 18
1167 | 49 | 2 | 18 | 15 | 0 | 0 | 0 | 1 | 0 | 0 | 0 | 1 | 0 | 0 | 0 | 0 | 0 | 0 | 0 | 2 | 18 | 2 | 18
1168 | 49 | 2 | 18 | 16 | 0 | 0 | 0 | 1 | 0 | 0 | 0 | 1 | 0 | 0 | 0 | 0 | 0 | 0 | 0 | 2 | 18 | 2 | 18
1169 | 49 | 2 | 18 | 17 | 0 | 0 | 0 | 1 | 0 | 0 | 0 | 1 | 0 | 0 | 0 | 0 | 0 | 0 | 0 | 2 | 18 | 2 | 18
1170 | 49 | 2 | 18 | 18 | 0 | 0 | 0 | 1 | 0 | 0 | 0 | 1 | 0 | 0 | 0 | 0 | 0 | 0 | 0 | 2 | 18 | 2 | 18
1171 | 49 | 2 | 18 | 19 | 0 | 0 | 0 | 1 | 0 | 0 | 0 | 1 | 0 | 0 | 0 | 0 | 0 | 0 | 0 | 2 | 18 | 2 | 18
1172 | 49 | 2 | 18 | 20 | 0 | 0 | 0 | 1 | 0 | 0 | 0 | 1 | 0 | 0 | 0 | 0 | 0 | 0 | 0 | 2 | 18 | 2 | 18
1173 | 49 | 2 | 18 | 21 | 0 | 0 | 0 | 1 | 0 | 0 | 0 | 1 | 0 | 0 | 0 | 0 | 0 | 0 | 0 | 2 | 18 | 2 | 18
1174 | 49 | 2 | 18 | 22 | 0 | 0 | 0 | 1 | 0 | 0 | 0 | 1 | 0 | 0 | 0 | 0 | 0 | 0 | 0 | 2 | 18 | 2 | 18
1175 | 49 | 2 | 18 | 23 | 0 | 0 | 0 | 1 | 0 | 0 | 0 | 1 | 0 | 0 | 0 | 0 | 0 | 0 | 0 | 2 | 18 | 2 | 18
1176 | 49 | 2 | 18 | 24 | 0 | 0 | 0 | 1 | 0 | 0 | 0 | 1 | 0 | 0 | 0 | 0 | 0 | 0 | 0 | 2 | 18 | 2 | 18
1177 | 50 | 2 | 19 | 1 | 0 | 0 | 0 | 1 | 0 | 0 | 0 | 1 | 0 | 0 | 0 | 0 | 0 | 0 | 0 | 2 | 19 | 2 | 19
1178 | 50 | 2 | 19 | 2 | 0 | 0 | 0 | 1 | 0 | 0 | 0 | 1 | 0 | 0 | 0 | 0 | 0 | 0 | 0 | 2 | 19 | 2 | 19
1179 | 50 | 2 | 19 | 3 | 0 | 0 | 0 | 1 | 0 | 0 | 0 | 1 | 0 | 0 | 0 | 0 | 0 | 0 | 0 | 2 | 19 | 2 | 19
1180 | 50 | 2 | 19 | 4 | 0 | 0 | 0 | 1 | 0 | 0 | 0 | 1 | 0 | 0 | 0 | 0 | 0 | 0 | 0 | 2 | 19 | 2 | 19
1181 | 50 | 2 | 19 | 5 | 0 | 0 | 0 | 1 | 0 | 0 | 0 | 1 | 0 | 0 | 0 | 0 | 0 | 0 | 0 | 2 | 19 | 2 | 19
1182 | 50 | 2 | 19 | 6 | 0 | 0 | 0 | 1 | 0 | 0 | 0 | 1 | 0 | 0 | 0 | 0 | 0 | 0 | 0 | 2 | 19 | 2 | 19
1183 | 50 | 2 | 19 | 7 | 0 | 0 | 0 | 1 | 0 | 0 | 0 | 1 | 0 | 0 | 0 | 0 | 0 | 0 | 0 | 2 | 19 | 2 | 19
1184 | 50 | 2 | 19 | 8 | 0 | 0 | 0 | 1 | 0 | 0 | 0 | 1 | 0 | 0 | 0 | 0 | 0 | 0 | 0 | 2 | 19 | 2 | 19
1185 | 50 | 2 | 19 | 9 | 0 | 0 | 0 | 1 | 0 | 0 | 0 | 1 | 0 | 0 | 0 | 0 | 0 | 0 | 0 | 2 | 19 | 2 | 19
1186 | 50 | 2 | 19 | 10 | 0 | 0 | 0 | 1 | 0 | 0 | 0 | 1 | 0 | 0 | 0 | 0 | 0 | 0 | 0 | 2 | 19 | 2 | 19
1187 | 50 | 2 | 19 | 11 | 0 | 0 | 0 | 1 | 0 | 0 | 0 | 1 | 0 | 0 | 0 | 0 | 0 | 0 | 0 | 2 | 19 | 2 | 19
1188 | 50 | 2 | 19 | 12 | 0 | 0 | 0 | 1 | 0 | 0 | 0 | 1 | 0 | 0 | 0 | 0 | 0 | 0 | 0 | 2 | 19 | 2 | 19
1189 | 50 | 2 | 19 | 13 | 0 | 0 | 0 | 1 | 0 | 0 | 0 | 1 | 0 | 0 | 0 | 0 | 0 | 0 | 0 | 2 | 19 | 2 | 19
1190 | 50 | 2 | 19 | 14 | 0 | 0 | 0 | 1 | 0 | 0 | 0 | 1 | 0 | 0 | 0 | 0 | 0 | 0 | 0 | 2 | 19 | 2 | 19
1191 | 50 | 2 | 19 | 15 | 0 | 0 | 0 | 1 | 0 | 0 | 0 | 1 | 0 | 0 | 0 | 0 | 0 | 0 | 0 | 2 | 19 | 2 | 19
1192 | 50 | 2 | 19 | 16 | 0 | 0 | 0 | 1 | 0 | 0 | 0 | 1 | 0 | 0 | 0 | 0 | 0 | 0 | 0 | 2 | 19 | 2 | 19
1193 | 50 | 2 | 19 | 17 | 0 | 0 | 0 | 1 | 0 | 0 | 0 | 1 | 0 | 0 | 0 | 0 | 0 | 0 | 0 | 2 | 19 | 2 | 19
1194 | 50 | 2 | 19 | 18 | 0 | 0 | 0 | 1 | 0 | 0 | 0 | 1 | 0 | 0 | 0 | 0 | 0 | 0 | 0 | 2 | 19 | 2 | 19
1195 | 50 | 2 | 19 | 19 | 0 | 0 | 0 | 1 | 0 | 0 | 0 | 1 | 0 | 0 | 0 | 0 | 0 | 0 | 0 | 2 | 19 | 2 | 19
1196 | 50 | 2 | 19 | 20 | 0 | 0 | 0 | 1 | 0 | 0 | 0 | 1 | 0 | 0 | 0 | 0 | 0 | 0 | 0 | 2 | 19 | 2 | 19
1197 | 50 | 2 | 19 | 21 | 0 | 0 | 0 | 1 | 0 | 0 | 0 | 1 | 0 | 0 | 0 | 0 | 0 | 0 | 0 | 2 | 19 | 2 | 19
1198 | 50 | 2 | 19 | 22 | 0 | 0 | 0 | 1 | 0 | 0 | 0 | 1 | 0 | 0 | 0 | 0 | 0 | 0 | 0 | 2 | 19 | 2 | 19
1199 | 50 | 2 | 19 | 23 | 0 | 0 | 0 | 1 | 0 | 0 | 0 | 1 | 0 | 0 | 0 | 0 | 0 | 0 | 0 | 2 | 19 | 2 | 19
1200 | 50 | 2 | 19 | 24 | 0 | 0 | 0 | 1 | 0 | 0 | 0 | 1 | 0 | 0 | 0 | 0 | 0 | 0 | 0 | 2 | 19 | 2 | 19
1201 | 51 | 2 | 20 | 1 | 1 | 0 | 0 | 1 | 0 | 0 | 0 | 1 | 0 | 0 | 0 | 0 | 0 | 0 | 0 | 2 | 20 | 2 | 20
1202 | 51 | 2 | 20 | 2 | 1 | 0 | 0 | 1 | 0 | 0 | 0 | 1 | 0 | 0 | 0 | 0 | 0 | 0 | 0 | 2 | 20 | 2 | 20
1203 | 51 | 2 | 20 | 3 | 1 | 0 | 0 | 1 | 0 | 0 | 0 | 1 | 0 | 0 | 0 | 0 | 0 | 0 | 0 | 2 | 20 | 2 | 20
1204 | 51 | 2 | 20 | 4 | 1 | 0 | 0 | 1 | 0 | 0 | 0 | 1 | 0 | 0 | 0 | 0 | 0 | 0 | 0 | 2 | 20 | 2 | 20
1205 | 51 | 2 | 20 | 5 | 1 | 0 | 0 | 1 | 0 | 0 | 0 | 1 | 0 | 0 | 0 | 0 | 0 | 0 | 0 | 2 | 20 | 2 | 20
1206 | 51 | 2 | 20 | 6 | 1 | 0 | 0 | 1 | 0 | 0 | 0 | 1 | 0 | 0 | 0 | 0 | 0 | 0 | 0 | 2 | 20 | 2 | 20
1207 | 51 | 2 | 20 | 7 | 1 | 0 | 0 | 1 | 0 | 0 | 0 | 1 | 0 | 0 | 0 | 0 | 0 | 0 | 0 | 2 | 20 | 2 | 20
1208 | 51 | 2 | 20 | 8 | 1 | 0 | 0 | 1 | 0 | 0 | 0 | 1 | 0 | 0 | 0 | 0 | 0 | 0 | 0 | 2 | 20 | 2 | 20
1209 | 51 | 2 | 20 | 9 | 1 | 0 | 0 | 1 | 0 | 0 | 0 | 1 | 0 | 0 | 0 | 0 | 0 | 0 | 0 | 2 | 20 | 2 | 20
1210 | 51 | 2 | 20 | 10 | 1 | 0 | 0 | 1 | 0 | 0 | 0 | 1 | 0 | 0 | 0 | 0 | 0 | 0 | 0 | 2 | 20 | 2 | 20
1211 | 51 | 2 | 20 | 11 | 1 | 0 | 0 | 1 | 0 | 0 | 0 | 1 | 0 | 0 | 0 | 0 | 0 | 0 | 0 | 2 | 20 | 2 | 20
1212 | 51 | 2 | 20 | 12 | 1 | 0 | 0 | 1 | 0 | 0 | 0 | 1 | 0 | 0 | 0 | 0 | 0 | 0 | 0 | 2 | 20 | 2 | 20
1213 | 51 | 2 | 20 | 13 | 1 | 0 | 0 | 1 | 0 | 0 | 0 | 1 | 0 | 0 | 0 | 0 | 0 | 0 | 0 | 2 | 20 | 2 | 20
1214 | 51 | 2 | 20 | 14 | 1 | 0 | 0 | 1 | 0 | 0 | 0 | 1 | 0 | 0 | 0 | 0 | 0 | 0 | 0 | 2 | 20 | 2 | 20
1215 | 51 | 2 | 20 | 15 | 1 | 0 | 0 | 1 | 0 | 0 | 0 | 1 | 0 | 0 | 0 | 0 | 0 | 0 | 0 | 2 | 20 | 2 | 20
1216 | 51 | 2 | 20 | 16 | 1 | 0 | 0 | 1 | 0 | 0 | 0 | 1 | 0 | 0 | 0 | 0 | 0 | 0 | 0 | 2 | 20 | 2 | 20
1217 | 51 | 2 | 20 | 17 | 1 | 0 | 0 | 1 | 0 | 0 | 0 | 1 | 0 | 0 | 0 | 0 | 0 | 0 | 0 | 2 | 20 | 2 | 20
1218 | 51 | 2 | 20 | 18 | 1 | 0 | 0 | 1 | 0 | 0 | 0 | 1 | 0 | 0 | 0 | 0 | 0 | 0 | 0 | 2 | 20 | 2 | 20
1219 | 51 | 2 | 20 | 19 | 1 | 0 | 1 | 0 | 0 | 0 | 0 | 1 | 0 | 0 | 0 | 0 | 0 | 0 | 0 | 2 | 20 | 2 | 20
1220 | 51 | 2 | 20 | 20 | 1 | 0 | 1 | 0 | 0 | 0 | 0 | 1 | 0 | 0 | 0 | 0 | 0 | 0 | 0 | 2 | 20 | 2 | 20
1221 | 51 | 2 | 20 | 21 | 1 | 0 | 0 | 1 | 0 | 0 | 0 | 1 | 0 | 0 | 0 | 0 | 0 | 0 | 0 | 2 | 20 | 2 | 20
1222 | 51 | 2 | 20 | 22 | 1 | 0 | 0 | 1 | 0 | 0 | 0 | 1 | 0 | 0 | 0 | 0 | 0 | 0 | 0 | 2 | 20 | 2 | 20
1223 | 51 | 2 | 20 | 23 | 1 | 0 | 0 | 1 | 0 | 0 | 0 | 1 | 0 | 0 | 0 | 0 | 0 | 0 | 0 | 2 | 20 | 2 | 20
1224 | 51 | 2 | 20 | 24 | 1 | 0 | 0 | 1 | 0 | 0 | 0 | 1 | 0 | 0 | 0 | 0 | 0 | 0 | 0 | 2 | 20 | 2 | 20
1225 | 52 | 2 | 21 | 1 | 1 | 0 | 0 | 1 | 0 | 0 | 0 | 1 | 0 | 0 | 0 | 0 | 0 | 0 | 0 | 2 | 21 | 2 | 21
1226 | 52 | 2 | 21 | 2 | 1 | 0 | 0 | 1 | 0 | 0 | 0 | 1 | 0 | 0 | 0 | 0 | 0 | 0 | 0 | 2 | 21 | 2 | 21
1227 | 52 | 2 | 21 | 3 | 1 | 0 | 0 | 1 | 0 | 0 | 0 | 1 | 0 | 0 | 0 | 0 | 0 | 0 | 0 | 2 | 21 | 2 | 21
1228 | 52 | 2 | 21 | 4 | 1 | 0 | 0 | 1 | 0 | 0 | 0 | 1 | 0 | 0 | 0 | 0 | 0 | 0 | 0 | 2 | 21 | 2 | 21
1229 | 52 | 2 | 21 | 5 | 1 | 0 | 0 | 1 | 0 | 0 | 0 | 1 | 0 | 0 | 0 | 0 | 0 | 0 | 0 | 2 | 21 | 2 | 21
1230 | 52 | 2 | 21 | 6 | 1 | 0 | 0 | 1 | 0 | 0 | 0 | 1 | 0 | 0 | 0 | 0 | 0 | 0 | 0 | 2 | 21 | 2 | 21
1231 | 52 | 2 | 21 | 7 | 1 | 0 | 0 | 1 | 0 | 0 | 0 | 1 | 0 | 0 | 0 | 0 | 0 | 0 | 0 | 2 | 21 | 2 | 21
1232 | 52 | 2 | 21 | 8 | 1 | 0 | 0 | 1 | 0 | 0 | 0 | 1 | 0 | 0 | 0 | 0 | 0 | 0 | 0 | 2 | 21 | 2 | 21
1233 | 52 | 2 | 21 | 9 | 1 | 0 | 0 | 1 | 0 | 0 | 0 | 1 | 0 | 0 | 0 | 0 | 0 | 0 | 0 | 2 | 21 | 2 | 21
1234 | 52 | 2 | 21 | 10 | 1 | 0 | 0 | 1 | 0 | 0 | 0 | 1 | 0 | 0 | 0 | 0 | 0 | 0 | 0 | 2 | 21 | 2 | 21
1235 | 52 | 2 | 21 | 11 | 1 | 0 | 0 | 1 | 0 | 0 | 0 | 1 | 0 | 0 | 0 | 0 | 0 | 0 | 0 | 2 | 21 | 2 | 21
1236 | 52 | 2 | 21 | 12 | 1 | 0 | 0 | 1 | 0 | 0 | 0 | 1 | 0 | 0 | 0 | 0 | 0 | 0 | 0 | 2 | 21 | 2 | 21
1237 | 52 | 2 | 21 | 13 | 1 | 0 | 0 | 1 | 0 | 0 | 0 | 1 | 0 | 0 | 0 | 0 | 0 | 0 | 0 | 2 | 21 | 2 | 21
1238 | 52 | 2 | 21 | 14 | 1 | 0 | 0 | 1 | 0 | 0 | 0 | 1 | 0 | 0 | 0 | 0 | 0 | 0 | 0 | 2 | 21 | 2 | 21
1239 | 52 | 2 | 21 | 15 | 1 | 0 | 0 | 1 | 0 | 0 | 0 | 1 | 0 | 0 | 0 | 0 | 0 | 0 | 0 | 2 | 21 | 2 | 21
1240 | 52 | 2 | 21 | 16 | 1 | 0 | 0 | 1 | 0 | 0 | 0 | 1 | 0 | 0 | 0 | 0 | 0 | 0 | 0 | 2 | 21 | 2 | 21
1241 | 52 | 2 | 21 | 17 | 1 | 0 | 0 | 1 | 0 | 0 | 0 | 1 | 0 | 0 | 0 | 0 | 0 | 0 | 0 | 2 | 21 | 2 | 21
1242 | 52 | 2 | 21 | 18 | 1 | 0 | 0 | 1 | 0 | 0 | 0 | 1 | 0 | 0 | 0 | 0 | 0 | 0 | 0 | 2 | 21 | 2 | 21
1243 | 52 | 2 | 21 | 19 | 1 | 0 | 1 | 0 | 0 | 0 | 0 | 1 | 0 | 0 | 0 | 0 | 0 | 0 | 0 | 2 | 21 | 2 | 21
1244 | 52 | 2 | 21 | 20 | 1 | 0 | 1 | 0 | 0 | 0 | 0 | 1 | 0 | 0 | 0 | 0 | 0 | 0 | 0 | 2 | 21 | 2 | 21
1245 | 52 | 2 | 21 | 21 | 1 | 0 | 0 | 1 | 0 | 0 | 0 | 1 | 0 | 0 | 0 | 0 | 0 | 0 | 0 | 2 | 21 | 2 | 21
1246 | 52 | 2 | 21 | 22 | 1 | 0 | 0 | 1 | 0 | 0 | 0 | 1 | 0 | 0 | 0 | 0 | 0 | 0 | 0 | 2 | 21 | 2 | 21
1247 | 52 | 2 | 21 | 23 | 1 | 0 | 0 | 1 | 0 | 0 | 0 | 1 | 0 | 0 | 0 | 0 | 0 | 0 | 0 | 2 | 21 | 2 | 21
1248 | 52 | 2 | 21 | 24 | 1 | 0 | 0 | 1 | 0 | 0 | 0 | 1 | 0 | 0 | 0 | 0 | 0 | 0 | 0 | 2 | 21 | 2 | 21
1249 | 53 | 2 | 22 | 1 | 1 | 0 | 0 | 1 | 0 | 0 | 0 | 1 | 0 | 0 | 0 | 0 | 0 | 0 | 0 | 2 | 22 | 2 | 22
1250 | 53 | 2 | 22 | 2 | 1 | 0 | 0 | 1 | 0 | 0 | 0 | 1 | 0 | 0 | 0 | 0 | 0 | 0 | 0 | 2 | 22 | 2 | 22
1251 | 53 | 2 | 22 | 3 | 1 | 0 | 0 | 1 | 0 | 0 | 0 | 1 | 0 | 0 | 0 | 0 | 0 | 0 | 0 | 2 | 22 | 2 | 22
1252 | 53 | 2 | 22 | 4 | 1 | 0 | 0 | 1 | 0 | 0 | 0 | 1 | 0 | 0 | 0 | 0 | 0 | 0 | 0 | 2 | 22 | 2 | 22
1253 | 53 | 2 | 22 | 5 | 1 | 0 | 0 | 1 | 0 | 0 | 0 | 1 | 0 | 0 | 0 | 0 | 0 | 0 | 0 | 2 | 22 | 2 | 22
1254 | 53 | 2 | 22 | 6 | 1 | 0 | 0 | 1 | 0 | 0 | 0 | 1 | 0 | 0 | 0 | 0 | 0 | 0 | 0 | 2 | 22 | 2 | 22
1255 | 53 | 2 | 22 | 7 | 1 | 0 | 0 | 1 | 0 | 0 | 0 | 1 | 0 | 0 | 0 | 0 | 0 | 0 | 0 | 2 | 22 | 2 | 22
1256 | 53 | 2 | 22 | 8 | 1 | 0 | 0 | 1 | 0 | 0 | 0 | 1 | 0 | 0 | 0 | 0 | 0 | 0 | 0 | 2 | 22 | 2 | 22
1257 | 53 | 2 | 22 | 9 | 1 | 0 | 0 | 1 | 0 | 0 | 0 | 1 | 0 | 0 | 0 | 0 | 0 | 0 | 0 | 2 | 22 | 2 | 22
1258 | 53 | 2 | 22 | 10 | 1 | 0 | 0 | 1 | 0 | 0 | 0 | 1 | 0 | 0 | 0 | 0 | 0 | 0 | 0 | 2 | 22 | 2 | 22
1259 | 53 | 2 | 22 | 11 | 1 | 0 | 0 | 1 | 0 | 0 | 0 | 1 | 0 | 0 | 0 | 0 | 0 | 0 | 0 | 2 | 22 | 2 | 22
1260 | 53 | 2 | 22 | 12 | 1 | 0 | 0 | 1 | 0 | 0 | 0 | 1 | 0 | 0 | 0 | 0 | 0 | 0 | 0 | 2 | 22 | 2 | 22
1261 | 53 | 2 | 22 | 13 | 1 | 0 | 0 | 1 | 0 | 0 | 0 | 1 | 0 | 0 | 0 | 0 | 0 | 0 | 0 | 2 | 22 | 2 | 22
1262 | 53 | 2 | 22 | 14 | 1 | 0 | 0 | 1 | 0 | 0 | 0 | 1 | 0 | 0 | 0 | 0 | 0 | 0 | 0 | 2 | 22 | 2 | 22
1263 | 53 | 2 | 22 | 15 | 1 | 0 | 0 | 1 | 0 | 0 | 0 | 1 | 0 | 0 | 0 | 0 | 0 | 0 | 0 | 2 | 22 | 2 | 22
1264 | 53 | 2 | 22 | 16 | 1 | 0 | 0 | 1 | 0 | 0 | 0 | 1 | 0 | 0 | 0 | 0 | 0 | 0 | 0 | 2 | 22 | 2 | 22
1265 | 53 | 2 | 22 | 17 | 1 | 0 | 0 | 1 | 0 | 0 | 0 | 1 | 0 | 0 | 0 | 0 | 0 | 0 | 0 | 2 | 22 | 2 | 22
1266 | 53 | 2 | 22 | 18 | 1 | 0 | 0 | 1 | 0 | 0 | 0 | 1 | 0 | 0 | 0 | 0 | 0 | 0 | 0 | 2 | 22 | 2 | 22
1267 | 53 | 2 | 22 | 19 | 1 | 0 | 1 | 0 | 0 | 0 | 0 | 1 | 0 | 0 | 0 | 0 | 0 | 0 | 0 | 2 | 22 | 2 | 22
1268 | 53 | 2 | 22 | 20 | 1 | 0 | 1 | 0 | 0 | 0 | 0 | 1 | 0 | 0 | 0 | 0 | 0 | 0 | 0 | 2 | 22 | 2 | 22
1269 | 53 | 2 | 22 | 21 | 1 | 0 | 0 | 1 | 0 | 0 | 0 | 1 | 0 | 0 | 0 | 0 | 0 | 0 | 0 | 2 | 22 | 2 | 22
1270 | 53 | 2 | 22 | 22 | 1 | 0 | 0 | 1 | 0 | 0 | 0 | 1 | 0 | 0 | 0 | 0 | 0 | 0 | 0 | 2 | 22 | 2 | 22
1271 | 53 | 2 | 22 | 23 | 1 | 0 | 0 | 1 | 0 | 0 | 0 | 1 | 0 | 0 | 0 | 0 | 0 | 0 | 0 | 2 | 22 | 2 | 22
1272 | 53 | 2 | 22 | 24 | 1 | 0 | 0 | 1 | 0 | 0 | 0 | 1 | 0 | 0 | 0 | 0 | 0 | 0 | 0 | 2 | 22 | 2 | 22
1273 | 54 | 2 | 23 | 1 | 1 | 0 | 0 | 1 | 0 | 0 | 0 | 1 | 0 | 0 | 0 | 0 | 0 | 0 | 0 | 2 | 23 | 2 | 23
1274 | 54 | 2 | 23 | 2 | 1 | 0 | 0 | 1 | 0 | 0 | 0 | 1 | 0 | 0 | 0 | 0 | 0 | 0 | 0 | 2 | 23 | 2 | 23
1275 | 54 | 2 | 23 | 3 | 1 | 0 | 0 | 1 | 0 | 0 | 0 | 1 | 0 | 0 | 0 | 0 | 0 | 0 | 0 | 2 | 23 | 2 | 23
1276 | 54 | 2 | 23 | 4 | 1 | 0 | 0 | 1 | 0 | 0 | 0 | 1 | 0 | 0 | 0 | 0 | 0 | 0 | 0 | 2 | 23 | 2 | 23
1277 | 54 | 2 | 23 | 5 | 1 | 0 | 0 | 1 | 0 | 0 | 0 | 1 | 0 | 0 | 0 | 0 | 0 | 0 | 0 | 2 | 23 | 2 | 23
1278 | 54 | 2 | 23 | 6 | 1 | 0 | 0 | 1 | 0 | 0 | 0 | 1 | 0 | 0 | 0 | 0 | 0 | 0 | 0 | 2 | 23 | 2 | 23
1279 | 54 | 2 | 23 | 7 | 1 | 0 | 0 | 1 | 0 | 0 | 0 | 1 | 0 | 0 | 0 | 0 | 0 | 0 | 0 | 2 | 23 | 2 | 23
1280 | 54 | 2 | 23 | 8 | 1 | 0 | 0 | 1 | 0 | 0 | 0 | 1 | 0 | 0 | 0 | 0 | 0 | 0 | 0 | 2 | 23 | 2 | 23
1281 | 54 | 2 | 23 | 9 | 1 | 0 | 0 | 1 | 0 | 0 | 0 | 1 | 0 | 0 | 0 | 0 | 0 | 0 | 0 | 2 | 23 | 2 | 23
1282 | 54 | 2 | 23 | 10 | 1 | 0 | 0 | 1 | 0 | 0 | 0 | 1 | 0 | 0 | 0 | 0 | 0 | 0 | 0 | 2 | 23 | 2 | 23
1283 | 54 | 2 | 23 | 11 | 1 | 0 | 0 | 1 | 0 | 0 | 0 | 1 | 0 | 0 | 0 | 0 | 0 | 0 | 0 | 2 | 23 | 2 | 23
1284 | 54 | 2 | 23 | 12 | 1 | 0 | 0 | 1 | 0 | 0 | 0 | 1 | 0 | 0 | 0 | 0 | 0 | 0 | 0 | 2 | 23 | 2 | 23
1285 | 54 | 2 | 23 | 13 | 1 | 0 | 0 | 1 | 0 | 0 | 0 | 1 | 0 | 0 | 0 | 0 | 0 | 0 | 0 | 2 | 23 | 2 | 23
1286 | 54 | 2 | 23 | 14 | 1 | 0 | 0 | 1 | 0 | 0 | 0 | 1 | 0 | 0 | 0 | 0 | 0 | 0 | 0 | 2 | 23 | 2 | 23
1287 | 54 | 2 | 23 | 15 | 1 | 0 | 0 | 1 | 0 | 0 | 0 | 1 | 0 | 0 | 0 | 0 | 0 | 0 | 0 | 2 | 23 | 2 | 23
1288 | 54 | 2 | 23 | 16 | 1 | 0 | 0 | 1 | 0 | 0 | 0 | 1 | 0 | 0 | 0 | 0 | 0 | 0 | 0 | 2 | 23 | 2 | 23
1289 | 54 | 2 | 23 | 17 | 1 | 0 | 0 | 1 | 0 | 0 | 0 | 1 | 0 | 0 | 0 | 0 | 0 | 0 | 0 | 2 | 23 | 2 | 23
1290 | 54 | 2 | 23 | 18 | 1 | 0 | 0 | 1 | 0 | 0 | 0 | 1 | 0 | 0 | 0 | 0 | 0 | 0 | 0 | 2 | 23 | 2 | 23
1291 | 54 | 2 | 23 | 19 | 1 | 0 | 1 | 0 | 0 | 0 | 0 | 1 | 0 | 0 | 0 | 0 | 0 | 0 | 0 | 2 | 23 | 2 | 23
1292 | 54 | 2 | 23 | 20 | 1 | 0 | 1 | 0 | 0 | 0 | 0 | 1 | 0 | 0 | 0 | 0 | 0 | 0 | 0 | 2 | 23 | 2 | 23
1293 | 54 | 2 | 23 | 21 | 1 | 0 | 0 | 1 | 0 | 0 | 0 | 1 | 0 | 0 | 0 | 0 | 0 | 0 | 0 | 2 | 23 | 2 | 23
1294 | 54 | 2 | 23 | 22 | 1 | 0 | 0 | 1 | 0 | 0 | 0 | 1 | 0 | 0 | 0 | 0 | 0 | 0 | 0 | 2 | 23 | 2 | 23
1295 | 54 | 2 | 23 | 23 | 1 | 0 | 0 | 1 | 0 | 0 | 0 | 1 | 0 | 0 | 0 | 0 | 0 | 0 | 0 | 2 | 23 | 2 | 23
1296 | 54 | 2 | 23 | 24 | 1 | 0 | 0 | 1 | 0 | 0 | 0 | 1 | 0 | 0 | 0 | 0 | 0 | 0 | 0 | 2 | 23 | 2 | 23
1297 | 55 | 2 | 24 | 1 | 1 | 0 | 0 | 1 | 0 | 0 | 0 | 1 | 0 | 0 | 0 | 0 | 0 | 0 | 0 | 2 | 24 | 2 | 24
1298 | 55 | 2 | 24 | 2 | 1 | 0 | 0 | 1 | 0 | 0 | 0 | 1 | 0 | 0 | 0 | 0 | 0 | 0 | 0 | 2 | 24 | 2 | 24
1299 | 55 | 2 | 24 | 3 | 1 | 0 | 0 | 1 | 0 | 0 | 0 | 1 | 0 | 0 | 0 | 0 | 0 | 0 | 0 | 2 | 24 | 2 | 24
1300 | 55 | 2 | 24 | 4 | 1 | 0 | 0 | 1 | 0 | 0 | 0 | 1 | 0 | 0 | 0 | 0 | 0 | 0 | 0 | 2 | 24 | 2 | 24
1301 | 55 | 2 | 24 | 5 | 1 | 0 | 0 | 1 | 0 | 0 | 0 | 1 | 0 | 0 | 0 | 0 | 0 | 0 | 0 | 2 | 24 | 2 | 24
1302 | 55 | 2 | 24 | 6 | 1 | 0 | 0 | 1 | 0 | 0 | 0 | 1 | 0 | 0 | 0 | 0 | 0 | 0 | 0 | 2 | 24 | 2 | 24
1303 | 55 | 2 | 24 | 7 | 1 | 0 | 0 | 1 | 0 | 0 | 0 | 1 | 0 | 0 | 0 | 0 | 0 | 0 | 0 | 2 | 24 | 2 | 24
1304 | 55 | 2 | 24 | 8 | 1 | 0 | 0 | 1 | 0 | 0 | 0 | 1 | 0 | 0 | 0 | 0 | 0 | 0 | 0 | 2 | 24 | 2 | 24
1305 | 55 | 2 | 24 | 9 | 1 | 0 | 0 | 1 | 0 | 0 | 0 | 1 | 0 | 0 | 0 | 0 | 0 | 0 | 0 | 2 | 24 | 2 | 24
1306 | 55 | 2 | 24 | 10 | 1 | 0 | 0 | 1 | 0 | 0 | 0 | 1 | 0 | 0 | 0 | 0 | 0 | 0 | 0 | 2 | 24 | 2 | 24
1307 | 55 | 2 | 24 | 11 | 1 | 0 | 0 | 1 | 0 | 0 | 0 | 1 | 0 | 0 | 0 | 0 | 0 | 0 | 0 | 2 | 24 | 2 | 24
1308 | 55 | 2 | 24 | 12 | 1 | 0 | 0 | 1 | 0 | 0 | 0 | 1 | 0 | 0 | 0 | 0 | 0 | 0 | 0 | 2 | 24 | 2 | 24
1309 | 55 | 2 | 24 | 13 | 1 | 0 | 0 | 1 | 0 | 0 | 0 | 1 | 0 | 0 | 0 | 0 | 0 | 0 | 0 | 2 | 24 | 2 | 24
1310 | 55 | 2 | 24 | 14 | 1 | 0 | 0 | 1 | 0 | 0 | 0 | 1 | 0 | 0 | 0 | 0 | 0 | 0 | 0 | 2 | 24 | 2 | 24
1311 | 55 | 2 | 24 | 15 | 1 | 0 | 0 | 1 | 0 | 0 | 0 | 1 | 0 | 0 | 0 | 0 | 0 | 0 | 0 | 2 | 24 | 2 | 24
1312 | 55 | 2 | 24 | 16 | 1 | 0 | 0 | 1 | 0 | 0 | 0 | 1 | 0 | 0 | 0 | 0 | 0 | 0 | 0 | 2 | 24 | 2 | 24
1313 | 55 | 2 | 24 | 17 | 1 | 0 | 0 | 1 | 0 | 0 | 0 | 1 | 0 | 0 | 0 | 0 | 0 | 0 | 0 | 2 | 24 | 2 | 24
1314 | 55 | 2 | 24 | 18 | 1 | 0 | 0 | 1 | 0 | 0 | 0 | 1 | 0 | 0 | 0 | 0 | 0 | 0 | 0 | 2 | 24 | 2 | 24
1315 | 55 | 2 | 24 | 19 | 1 | 0 | 1 | 0 | 0 | 0 | 0 | 1 | 0 | 0 | 0 | 0 | 0 | 0 | 0 | 2 | 24 | 2 | 24
1316 | 55 | 2 | 24 | 20 | 1 | 0 | 1 | 0 | 0 | 0 | 0 | 1 | 0 | 0 | 0 | 0 | 0 | 0 | 0 | 2 | 24 | 2 | 24
1317 | 55 | 2 | 24 | 21 | 1 | 0 | 0 | 1 | 0 | 0 | 0 | 1 | 0 | 0 | 0 | 0 | 0 | 0 | 0 | 2 | 24 | 2 | 24
1318 | 55 | 2 | 24 | 22 | 1 | 0 | 0 | 1 | 0 | 0 | 0 | 1 | 0 | 0 | 0 | 0 | 0 | 0 | 0 | 2 | 24 | 2 | 24
1319 | 55 | 2 | 24 | 23 | 1 | 0 | 0 | 1 | 0 | 0 | 0 | 1 | 0 | 0 | 0 | 0 | 0 | 0 | 0 | 2 | 24 | 2 | 24
1320 | 55 | 2 | 24 | 24 | 1 | 0 | 0 | 1 | 0 | 0 | 0 | 1 | 0 | 0 | 0 | 0 | 0 | 0 | 0 | 2 | 24 | 2 | 24
1321 | 56 | 2 | 25 | 1 | 0 | 0 | 0 | 1 | 0 | 0 | 0 | 1 | 0 | 0 | 0 | 0 | 0 | 0 | 0 | 2 | 25 | 2 | 25
1322 | 56 | 2 | 25 | 2 | 0 | 0 | 0 | 1 | 0 | 0 | 0 | 1 | 0 | 0 | 0 | 0 | 0 | 0 | 0 | 2 | 25 | 2 | 25
1323 | 56 | 2 | 25 | 3 | 0 | 0 | 0 | 1 | 0 | 0 | 0 | 1 | 0 | 0 | 0 | 0 | 0 | 0 | 0 | 2 | 25 | 2 | 25
1324 | 56 | 2 | 25 | 4 | 0 | 0 | 0 | 1 | 0 | 0 | 0 | 1 | 0 | 0 | 0 | 0 | 0 | 0 | 0 | 2 | 25 | 2 | 25
1325 | 56 | 2 | 25 | 5 | 0 | 0 | 0 | 1 | 0 | 0 | 0 | 1 | 0 | 0 | 0 | 0 | 0 | 0 | 0 | 2 | 25 | 2 | 25
1326 | 56 | 2 | 25 | 6 | 0 | 0 | 0 | 1 | 0 | 0 | 0 | 1 | 0 | 0 | 0 | 0 | 0 | 0 | 0 | 2 | 25 | 2 | 25
1327 | 56 | 2 | 25 | 7 | 0 | 0 | 0 | 1 | 0 | 0 | 0 | 1 | 0 | 0 | 0 | 0 | 0 | 0 | 0 | 2 | 25 | 2 | 25
1328 | 56 | 2 | 25 | 8 | 0 | 0 | 0 | 1 | 0 | 0 | 0 | 1 | 0 | 0 | 0 | 0 | 0 | 0 | 0 | 2 | 25 | 2 | 25
1329 | 56 | 2 | 25 | 9 | 0 | 0 | 0 | 1 | 0 | 0 | 0 | 1 | 0 | 0 | 0 | 0 | 0 | 0 | 0 | 2 | 25 | 2 | 25
1330 | 56 | 2 | 25 | 10 | 0 | 0 | 0 | 1 | 0 | 0 | 0 | 1 | 0 | 0 | 0 | 0 | 0 | 0 | 0 | 2 | 25 | 2 | 25
1331 | 56 | 2 | 25 | 11 | 0 | 0 | 0 | 1 | 0 | 0 | 0 | 1 | 0 | 0 | 0 | 0 | 0 | 0 | 0 | 2 | 25 | 2 | 25
1332 | 56 | 2 | 25 | 12 | 0 | 0 | 0 | 1 | 0 | 0 | 0 | 1 | 0 | 0 | 0 | 0 | 0 | 0 | 0 | 2 | 25 | 2 | 25
1333 | 56 | 2 | 25 | 13 | 0 | 0 | 0 | 1 | 0 | 0 | 0 | 1 | 0 | 0 | 0 | 0 | 0 | 0 | 0 | 2 | 25 | 2 | 25
1334 | 56 | 2 | 25 | 14 | 0 | 0 | 0 | 1 | 0 | 0 | 0 | 1 | 0 | 0 | 0 | 0 | 0 | 0 | 0 | 2 | 25 | 2 | 25
1335 | 56 | 2 | 25 | 15 | 0 | 0 | 0 | 1 | 0 | 0 | 0 | 1 | 0 | 0 | 0 | 0 | 0 | 0 | 0 | 2 | 25 | 2 | 25
1336 | 56 | 2 | 25 | 16 | 0 | 0 | 0 | 1 | 0 | 0 | 0 | 1 | 0 | 0 | 0 | 0 | 0 | 0 | 0 | 2 | 25 | 2 | 25
1337 | 56 | 2 | 25 | 17 | 0 | 0 | 0 | 1 | 0 | 0 | 0 | 1 | 0 | 0 | 0 | 0 | 0 | 0 | 0 | 2 | 25 | 2 | 25
1338 | 56 | 2 | 25 | 18 | 0 | 0 | 0 | 1 | 0 | 0 | 0 | 1 | 0 | 0 | 0 | 0 | 0 | 0 | 0 | 2 | 25 | 2 | 25
1339 | 56 | 2 | 25 | 19 | 0 | 0 | 0 | 1 | 0 | 0 | 0 | 1 | 0 | 0 | 0 | 0 | 0 | 0 | 0 | 2 | 25 | 2 | 25
1340 | 56 | 2 | 25 | 20 | 0 | 0 | 0 | 1 | 0 | 0 | 0 | 1 | 0 | 0 | 0 | 0 | 0 | 0 | 0 | 2 | 25 | 2 | 25
1341 | 56 | 2 | 25 | 21 | 0 | 0 | 0 | 1 | 0 | 0 | 0 | 1 | 0 | 0 | 0 | 0 | 0 | 0 | 0 | 2 | 25 | 2 | 25
1342 | 56 | 2 | 25 | 22 | 0 | 0 | 0 | 1 | 0 | 0 | 0 | 1 | 0 | 0 | 0 | 0 | 0 | 0 | 0 | 2 | 25 | 2 | 25
1343 | 56 | 2 | 25 | 23 | 0 | 0 | 0 | 1 | 0 | 0 | 0 | 1 | 0 | 0 | 0 | 0 | 0 | 0 | 0 | 2 | 25 | 2 | 25
1344 | 56 | 2 | 25 | 24 | 0 | 0 | 0 | 1 | 0 | 0 | 0 | 1 | 0 | 0 | 0 | 0 | 0 | 0 | 0 | 2 | 25 | 2 | 25
1345 | 57 | 2 | 26 | 1 | 0 | 0 | 0 | 1 | 0 | 0 | 0 | 1 | 0 | 0 | 0 | 0 | 0 | 0 | 0 | 2 | 26 | 2 | 26
1346 | 57 | 2 | 26 | 2 | 0 | 0 | 0 | 1 | 0 | 0 | 0 | 1 | 0 | 0 | 0 | 0 | 0 | 0 | 0 | 2 | 26 | 2 | 26
1347 | 57 | 2 | 26 | 3 | 0 | 0 | 0 | 1 | 0 | 0 | 0 | 1 | 0 | 0 | 0 | 0 | 0 | 0 | 0 | 2 | 26 | 2 | 26
1348 | 57 | 2 | 26 | 4 | 0 | 0 | 0 | 1 | 0 | 0 | 0 | 1 | 0 | 0 | 0 | 0 | 0 | 0 | 0 | 2 | 26 | 2 | 26
1349 | 57 | 2 | 26 | 5 | 0 | 0 | 0 | 1 | 0 | 0 | 0 | 1 | 0 | 0 | 0 | 0 | 0 | 0 | 0 | 2 | 26 | 2 | 26
1350 | 57 | 2 | 26 | 6 | 0 | 0 | 0 | 1 | 0 | 0 | 0 | 1 | 0 | 0 | 0 | 0 | 0 | 0 | 0 | 2 | 26 | 2 | 26
1351 | 57 | 2 | 26 | 7 | 0 | 0 | 0 | 1 | 0 | 0 | 0 | 1 | 0 | 0 | 0 | 0 | 0 | 0 | 0 | 2 | 26 | 2 | 26
1352 | 57 | 2 | 26 | 8 | 0 | 0 | 0 | 1 | 0 | 0 | 0 | 1 | 0 | 0 | 0 | 0 | 0 | 0 | 0 | 2 | 26 | 2 | 26
1353 | 57 | 2 | 26 | 9 | 0 | 0 | 0 | 1 | 0 | 0 | 0 | 1 | 0 | 0 | 0 | 0 | 0 | 0 | 0 | 2 | 26 | 2 | 26
1354 | 57 | 2 | 26 | 10 | 0 | 0 | 0 | 1 | 0 | 0 | 0 | 1 | 0 | 0 | 0 | 0 | 0 | 0 | 0 | 2 | 26 | 2 | 26
1355 | 57 | 2 | 26 | 11 | 0 | 0 | 0 | 1 | 0 | 0 | 0 | 1 | 0 | 0 | 0 | 0 | 0 | 0 | 0 | 2 | 26 | 2 | 26
1356 | 57 | 2 | 26 | 12 | 0 | 0 | 0 | 1 | 0 | 0 | 0 | 1 | 0 | 0 | 0 | 0 | 0 | 0 | 0 | 2 | 26 | 2 | 26
1357 | 57 | 2 | 26 | 13 | 0 | 0 | 0 | 1 | 0 | 0 | 0 | 1 | 0 | 0 | 0 | 0 | 0 | 0 | 0 | 2 | 26 | 2 | 26
1358 | 57 | 2 | 26 | 14 | 0 | 0 | 0 | 1 | 0 | 0 | 0 | 1 | 0 | 0 | 0 | 0 | 0 | 0 | 0 | 2 | 26 | 2 | 26
1359 | 57 | 2 | 26 | 15 | 0 | 0 | 0 | 1 | 0 | 0 | 0 | 1 | 0 | 0 | 0 | 0 | 0 | 0 | 0 | 2 | 26 | 2 | 26
1360 | 57 | 2 | 26 | 16 | 0 | 0 | 0 | 1 | 0 | 0 | 0 | 1 | 0 | 0 | 0 | 0 | 0 | 0 | 0 | 2 | 26 | 2 | 26
1361 | 57 | 2 | 26 | 17 | 0 | 0 | 0 | 1 | 0 | 0 | 0 | 1 | 0 | 0 | 0 | 0 | 0 | 0 | 0 | 2 | 26 | 2 | 26
1362 | 57 | 2 | 26 | 18 | 0 | 0 | 0 | 1 | 0 | 0 | 0 | 1 | 0 | 0 | 0 | 0 | 0 | 0 | 0 | 2 | 26 | 2 | 26
1363 | 57 | 2 | 26 | 19 | 0 | 0 | 0 | 1 | 0 | 0 | 0 | 1 | 0 | 0 | 0 | 0 | 0 | 0 | 0 | 2 | 26 | 2 | 26
1364 | 57 | 2 | 26 | 20 | 0 | 0 | 0 | 1 | 0 | 0 | 0 | 1 | 0 | 0 | 0 | 0 | 0 | 0 | 0 | 2 | 26 | 2 | 26
1365 | 57 | 2 | 26 | 21 | 0 | 0 | 0 | 1 | 0 | 0 | 0 | 1 | 0 | 0 | 0 | 0 | 0 | 0 | 0 | 2 | 26 | 2 | 26
1366 | 57 | 2 | 26 | 22 | 0 | 0 | 0 | 1 | 0 | 0 | 0 | 1 | 0 | 0 | 0 | 0 | 0 | 0 | 0 | 2 | 26 | 2 | 26
1367 | 57 | 2 | 26 | 23 | 0 | 0 | 0 | 1 | 0 | 0 | 0 | 1 | 0 | 0 | 0 | 0 | 0 | 0 | 0 | 2 | 26 | 2 | 26
1368 | 57 | 2 | 26 | 24 | 0 | 0 | 0 | 1 | 0 | 0 | 0 | 1 | 0 | 0 | 0 | 0 | 0 | 0 | 0 | 2 | 26 | 2 | 26
1369 | 58 | 2 | 27 | 1 | 1 | 0 | 0 | 1 | 0 | 0 | 0 | 1 | 0 | 0 | 0 | 0 | 0 | 0 | 0 | 2 | 27 | 2 | 27
1370 | 58 | 2 | 27 | 2 | 1 | 0 | 0 | 1 | 0 | 0 | 0 | 1 | 0 | 0 | 0 | 0 | 0 | 0 | 0 | 2 | 27 | 2 | 27
1371 | 58 | 2 | 27 | 3 | 1 | 0 | 0 | 1 | 0 | 0 | 0 | 1 | 0 | 0 | 0 | 0 | 0 | 0 | 0 | 2 | 27 | 2 | 27
1372 | 58 | 2 | 27 | 4 | 1 | 0 | 0 | 1 | 0 | 0 | 0 | 1 | 0 | 0 | 0 | 0 | 0 | 0 | 0 | 2 | 27 | 2 | 27
1373 | 58 | 2 | 27 | 5 | 1 | 0 | 0 | 1 | 0 | 0 | 0 | 1 | 0 | 0 | 0 | 0 | 0 | 0 | 0 | 2 | 27 | 2 | 27
1374 | 58 | 2 | 27 | 6 | 1 | 0 | 0 | 1 | 0 | 0 | 0 | 1 | 0 | 0 | 0 | 0 | 0 | 0 | 0 | 2 | 27 | 2 | 27
1375 | 58 | 2 | 27 | 7 | 1 | 0 | 0 | 1 | 0 | 0 | 0 | 1 | 0 | 0 | 0 | 0 | 0 | 0 | 0 | 2 | 27 | 2 | 27
1376 | 58 | 2 | 27 | 8 | 1 | 0 | 0 | 1 | 0 | 0 | 0 | 1 | 0 | 0 | 0 | 0 | 0 | 0 | 0 | 2 | 27 | 2 | 27
1377 | 58 | 2 | 27 | 9 | 1 | 0 | 0 | 1 | 0 | 0 | 0 | 1 | 0 | 0 | 0 | 0 | 0 | 0 | 0 | 2 | 27 | 2 | 27
1378 | 58 | 2 | 27 | 10 | 1 | 0 | 0 | 1 | 0 | 0 | 0 | 1 | 0 | 0 | 0 | 0 | 0 | 0 | 0 | 2 | 27 | 2 | 27
1379 | 58 | 2 | 27 | 11 | 1 | 0 | 0 | 1 | 0 | 0 | 0 | 1 | 0 | 0 | 0 | 0 | 0 | 0 | 0 | 2 | 27 | 2 | 27
1380 | 58 | 2 | 27 | 12 | 1 | 0 | 0 | 1 | 0 | 0 | 0 | 1 | 0 | 0 | 0 | 0 | 0 | 0 | 0 | 2 | 27 | 2 | 27
1381 | 58 | 2 | 27 | 13 | 1 | 0 | 0 | 1 | 0 | 0 | 0 | 1 | 0 | 0 | 0 | 0 | 0 | 0 | 0 | 2 | 27 | 2 | 27
1382 | 58 | 2 | 27 | 14 | 1 | 0 | 0 | 1 | 0 | 0 | 0 | 1 | 0 | 0 | 0 | 0 | 0 | 0 | 0 | 2 | 27 | 2 | 27
1383 | 58 | 2 | 27 | 15 | 1 | 0 | 0 | 1 | 0 | 0 | 0 | 1 | 0 | 0 | 0 | 0 | 0 | 0 | 0 | 2 | 27 | 2 | 27
1384 | 58 | 2 | 27 | 16 | 1 | 0 | 0 | 1 | 0 | 0 | 0 | 1 | 0 | 0 | 0 | 0 | 0 | 0 | 0 | 2 | 27 | 2 | 27
1385 | 58 | 2 | 27 | 17 | 1 | 0 | 0 | 1 | 0 | 0 | 0 | 1 | 0 | 0 | 0 | 0 | 0 | 0 | 0 | 2 | 27 | 2 | 27
1386 | 58 | 2 | 27 | 18 | 1 | 0 | 0 | 1 | 0 | 0 | 0 | 1 | 0 | 0 | 0 | 0 | 0 | 0 | 0 | 2 | 27 | 2 | 27
1387 | 58 | 2 | 27 | 19 | 1 | 0 | 1 | 0 | 0 | 0 | 0 | 1 | 0 | 0 | 0 | 0 | 0 | 0 | 0 | 2 | 27 | 2 | 27
1388 | 58 | 2 | 27 | 20 | 1 | 0 | 1 | 0 | 0 | 0 | 0 | 1 | 0 | 0 | 0 | 0 | 0 | 0 | 0 | 2 | 27 | 2 | 27
1389 | 58 | 2 | 27 | 21 | 1 | 0 | 0 | 1 | 0 | 0 | 0 | 1 | 0 | 0 | 0 | 0 | 0 | 0 | 0 | 2 | 27 | 2 | 27
1390 | 58 | 2 | 27 | 22 | 1 | 0 | 0 | 1 | 0 | 0 | 0 | 1 | 0 | 0 | 0 | 0 | 0 | 0 | 0 | 2 | 27 | 2 | 27
1391 | 58 | 2 | 27 | 23 | 1 | 0 | 0 | 1 | 0 | 0 | 0 | 1 | 0 | 0 | 0 | 0 | 0 | 0 | 0 | 2 | 27 | 2 | 27
1392 | 58 | 2 | 27 | 24 | 1 | 0 | 0 | 1 | 0 | 0 | 0 | 1 | 0 | 0 | 0 | 0 | 0 | 0 | 0 | 2 | 27 | 2 | 27
1393 | 59 | 2 | 28 | 1 | 1 | 0 | 0 | 1 | 0 | 0 | 0 | 1 | 0 | 0 | 0 | 0 | 0 | 0 | 0 | 2 | 28 | 2 | 28
1394 | 59 | 2 | 28 | 2 | 1 | 0 | 0 | 1 | 0 | 0 | 0 | 1 | 0 | 0 | 0 | 0 | 0 | 0 | 0 | 2 | 28 | 2 | 28
1395 | 59 | 2 | 28 | 3 | 1 | 0 | 0 | 1 | 0 | 0 | 0 | 1 | 0 | 0 | 0 | 0 | 0 | 0 | 0 | 2 | 28 | 2 | 28
1396 | 59 | 2 | 28 | 4 | 1 | 0 | 0 | 1 | 0 | 0 | 0 | 1 | 0 | 0 | 0 | 0 | 0 | 0 | 0 | 2 | 28 | 2 | 28
1397 | 59 | 2 | 28 | 5 | 1 | 0 | 0 | 1 | 0 | 0 | 0 | 1 | 0 | 0 | 0 | 0 | 0 | 0 | 0 | 2 | 28 | 2 | 28
1398 | 59 | 2 | 28 | 6 | 1 | 0 | 0 | 1 | 0 | 0 | 0 | 1 | 0 | 0 | 0 | 0 | 0 | 0 | 0 | 2 | 28 | 2 | 28
1399 | 59 | 2 | 28 | 7 | 1 | 0 | 0 | 1 | 0 | 0 | 0 | 1 | 0 | 0 | 0 | 0 | 0 | 0 | 0 | 2 | 28 | 2 | 28
1400 | 59 | 2 | 28 | 8 | 1 | 0 | 0 | 1 | 0 | 0 | 0 | 1 | 0 | 0 | 0 | 0 | 0 | 0 | 0 | 2 | 28 | 2 | 28
1401 | 59 | 2 | 28 | 9 | 1 | 0 | 0 | 1 | 0 | 0 | 0 | 1 | 0 | 0 | 0 | 0 | 0 | 0 | 0 | 2 | 28 | 2 | 28
1402 | 59 | 2 | 28 | 10 | 1 | 0 | 0 | 1 | 0 | 0 | 0 | 1 | 0 | 0 | 0 | 0 | 0 | 0 | 0 | 2 | 28 | 2 | 28
1403 | 59 | 2 | 28 | 11 | 1 | 0 | 0 | 1 | 0 | 0 | 0 | 1 | 0 | 0 | 0 | 0 | 0 | 0 | 0 | 2 | 28 | 2 | 28
1404 | 59 | 2 | 28 | 12 | 1 | 0 | 0 | 1 | 0 | 0 | 0 | 1 | 0 | 0 | 0 | 0 | 0 | 0 | 0 | 2 | 28 | 2 | 28
1405 | 59 | 2 | 28 | 13 | 1 | 0 | 0 | 1 | 0 | 0 | 0 | 1 | 0 | 0 | 0 | 0 | 0 | 0 | 0 | 2 | 28 | 2 | 28
1406 | 59 | 2 | 28 | 14 | 1 | 0 | 0 | 1 | 0 | 0 | 0 | 1 | 0 | 0 | 0 | 0 | 0 | 0 | 0 | 2 | 28 | 2 | 28
1407 | 59 | 2 | 28 | 15 | 1 | 0 | 0 | 1 | 0 | 0 | 0 | 1 | 0 | 0 | 0 | 0 | 0 | 0 | 0 | 2 | 28 | 2 | 28
1408 | 59 | 2 | 28 | 16 | 1 | 0 | 0 | 1 | 0 | 0 | 0 | 1 | 0 | 0 | 0 | 0 | 0 | 0 | 0 | 2 | 28 | 2 | 28
1409 | 59 | 2 | 28 | 17 | 1 | 0 | 0 | 1 | 0 | 0 | 0 | 1 | 0 | 0 | 0 | 0 | 0 | 0 | 0 | 2 | 28 | 2 | 28
1410 | 59 | 2 | 28 | 18 | 1 | 0 | 0 | 1 | 0 | 0 | 0 | 1 | 0 | 0 | 0 | 0 | 0 | 0 | 0 | 2 | 28 | 2 | 28
1411 | 59 | 2 | 28 | 19 | 1 | 0 | 1 | 0 | 0 | 0 | 0 | 1 | 0 | 0 | 0 | 0 | 0 | 0 | 0 | 2 | 28 | 2 | 28
1412 | 59 | 2 | 28 | 20 | 1 | 0 | 1 | 0 | 0 | 0 | 0 | 1 | 0 | 0 | 0 | 0 | 0 | 0 | 0 | 2 | 28 | 2 | 28
1413 | 59 | 2 | 28 | 21 | 1 | 0 | 0 | 1 | 0 | 0 | 0 | 1 | 0 | 0 | 0 | 0 | 0 | 0 | 0 | 2 | 28 | 2 | 28
1414 | 59 | 2 | 28 | 22 | 1 | 0 | 0 | 1 | 0 | 0 | 0 | 1 | 0 | 0 | 0 | 0 | 0 | 0 | 0 | 2 | 28 | 2 | 28
1415 | 59 | 2 | 28 | 23 | 1 | 0 | 0 | 1 | 0 | 0 | 0 | 1 | 0 | 0 | 0 | 0 | 0 | 0 | 0 | 2 | 28 | 2 | 28
1416 | 59 | 2 | 28 | 24 | 1 | 0 | 0 | 1 | 0 | 0 | 0 | 1 | 0 | 0 | 0 | 0 | 0 | 0 | 0 | 2 | 28 | 2 | 28
1417 | 60 | 3 | 1 | 1 | 1 | 0 | 0 | 0 | 1 | 0 | 0 | 1 | 0 | 0 | 0 | 0 | 0 | 0 | 0 | 3 | 1 | 2 | 29
1418 | 60 | 3 | 1 | 2 | 1 | 0 | 0 | 0 | 1 | 0 | 0 | 1 | 0 | 0 | 0 | 0 | 0 | 0 | 0 | 3 | 1 | 2 | 29
1419 | 60 | 3 | 1 | 3 | 1 | 0 | 0 | 0 | 1 | 0 | 0 | 1 | 0 | 0 | 0 | 0 | 0 | 0 | 0 | 3 | 1 | 2 | 29
1420 | 60 | 3 | 1 | 4 | 1 | 0 | 0 | 0 | 1 | 0 | 0 | 1 | 0 | 0 | 0 | 0 | 0 | 0 | 0 | 3 | 1 | 2 | 29
1421 | 60 | 3 | 1 | 5 | 1 | 0 | 0 | 0 | 1 | 0 | 0 | 1 | 0 | 0 | 0 | 0 | 0 | 0 | 0 | 3 | 1 | 2 | 29
1422 | 60 | 3 | 1 | 6 | 1 | 0 | 0 | 0 | 1 | 0 | 0 | 1 | 0 | 0 | 0 | 0 | 0 | 0 | 0 | 3 | 1 | 2 | 29
1423 | 60 | 3 | 1 | 7 | 1 | 0 | 0 | 0 | 1 | 0 | 0 | 1 | 0 | 0 | 0 | 0 | 0 | 0 | 0 | 3 | 1 | 2 | 29
1424 | 60 | 3 | 1 | 8 | 1 | 0 | 0 | 0 | 1 | 0 | 0 | 1 | 0 | 0 | 0 | 0 | 0 | 0 | 0 | 3 | 1 | 2 | 29
1425 | 60 | 3 | 1 | 9 | 1 | 0 | 0 | 0 | 1 | 0 | 0 | 1 | 0 | 0 | 0 | 0 | 0 | 0 | 0 | 3 | 1 | 2 | 29
1426 | 60 | 3 | 1 | 10 | 1 | 0 | 0 | 0 | 1 | 0 | 0 | 1 | 0 | 0 | 0 | 0 | 0 | 0 | 0 | 3 | 1 | 2 | 29
1427 | 60 | 3 | 1 | 11 | 1 | 0 | 0 | 0 | 1 | 0 | 0 | 1 | 0 | 0 | 0 | 0 | 0 | 0 | 0 | 3 | 1 | 2 | 29
1428 | 60 | 3 | 1 | 12 | 1 | 0 | 0 | 0 | 1 | 0 | 0 | 1 | 0 | 0 | 0 | 0 | 0 | 0 | 0 | 3 | 1 | 2 | 29
1429 | 60 | 3 | 1 | 13 | 1 | 0 | 0 | 0 | 1 | 0 | 0 | 1 | 0 | 0 | 0 | 0 | 0 | 0 | 0 | 3 | 1 | 2 | 29
1430 | 60 | 3 | 1 | 14 | 1 | 0 | 0 | 0 | 1 | 0 | 0 | 1 | 0 | 0 | 0 | 0 | 0 | 0 | 0 | 3 | 1 | 2 | 29
1431 | 60 | 3 | 1 | 15 | 1 | 0 | 0 | 0 | 1 | 0 | 0 | 1 | 0 | 0 | 0 | 0 | 0 | 0 | 0 | 3 | 1 | 2 | 29
1432 | 60 | 3 | 1 | 16 | 1 | 0 | 0 | 0 | 1 | 0 | 0 | 1 | 0 | 0 | 0 | 0 | 0 | 0 | 0 | 3 | 1 | 2 | 29
1433 | 60 | 3 | 1 | 17 | 1 | 0 | 0 | 0 | 1 | 0 | 0 | 1 | 0 | 0 | 0 | 0 | 0 | 0 | 0 | 3 | 1 | 2 | 29
1434 | 60 | 3 | 1 | 18 | 1 | 0 | 0 | 0 | 1 | 0 | 0 | 1 | 0 | 0 | 0 | 0 | 0 | 0 | 0 | 3 | 1 | 2 | 29
1435 | 60 | 3 | 1 | 19 | 1 | 0 | 0 | 0 | 1 | 0 | 0 | 1 | 0 | 0 | 0 | 0 | 0 | 0 | 0 | 3 | 1 | 2 | 29
1436 | 60 | 3 | 1 | 20 | 1 | 0 | 0 | 0 | 1 | 0 | 0 | 1 | 0 | 0 | 0 | 0 | 0 | 0 | 0 | 3 | 1 | 2 | 29
1437 | 60 | 3 | 1 | 21 | 1 | 0 | 0 | 0 | 1 | 0 | 0 | 1 | 0 | 0 | 0 | 0 | 0 | 0 | 0 | 3 | 1 | 2 | 29
1438 | 60 | 3 | 1 | 22 | 1 | 0 | 0 | 0 | 1 | 0 | 0 | 1 | 0 | 0 | 0 | 0 | 0 | 0 | 0 | 3 | 1 | 2 | 29
1439 | 60 | 3 | 1 | 23 | 1 | 0 | 0 | 0 | 1 | 0 | 0 | 1 | 0 | 0 | 0 | 0 | 0 | 0 | 0 | 3 | 1 | 2 | 29
1440 | 60 | 3 | 1 | 24 | 1 | 0 | 0 | 0 | 1 | 0 | 0 | 1 | 0 | 0 | 0 | 0 | 0 | 0 | 0 | 3 | 1 | 2 | 29
1441 | 61 | 3 | 2 | 1 | 1 | 0 | 0 | 0 | 1 | 0 | 0 | 1 | 0 | 0 | 0 | 0 | 0 | 0 | 0 | 3 | 2 | 3 | 1
1442 | 61 | 3 | 2 | 2 | 1 | 0 | 0 | 0 | 1 | 0 | 0 | 1 | 0 | 0 | 0 | 0 | 0 | 0 | 0 | 3 | 2 | 3 | 1
1443 | 61 | 3 | 2 | 3 | 1 | 0 | 0 | 0 | 1 | 0 | 0 | 1 | 0 | 0 | 0 | 0 | 0 | 0 | 0 | 3 | 2 | 3 | 1
1444 | 61 | 3 | 2 | 4 | 1 | 0 | 0 | 0 | 1 | 0 | 0 | 1 | 0 | 0 | 0 | 0 | 0 | 0 | 0 | 3 | 2 | 3 | 1
1445 | 61 | 3 | 2 | 5 | 1 | 0 | 0 | 0 | 1 | 0 | 0 | 1 | 0 | 0 | 0 | 0 | 0 | 0 | 0 | 3 | 2 | 3 | 1
1446 | 61 | 3 | 2 | 6 | 1 | 0 | 0 | 0 | 1 | 0 | 0 | 1 | 0 | 0 | 0 | 0 | 0 | 0 | 0 | 3 | 2 | 3 | 1
1447 | 61 | 3 | 2 | 7 | 1 | 0 | 0 | 0 | 1 | 0 | 0 | 1 | 0 | 0 | 0 | 0 | 0 | 0 | 0 | 3 | 2 | 3 | 1
1448 | 61 | 3 | 2 | 8 | 1 | 0 | 0 | 0 | 1 | 0 | 0 | 1 | 0 | 0 | 0 | 0 | 0 | 0 | 0 | 3 | 2 | 3 | 1
1449 | 61 | 3 | 2 | 9 | 1 | 0 | 0 | 0 | 1 | 0 | 0 | 1 | 0 | 0 | 0 | 0 | 0 | 0 | 0 | 3 | 2 | 3 | 1
1450 | 61 | 3 | 2 | 10 | 1 | 0 | 0 | 0 | 1 | 0 | 0 | 1 | 0 | 0 | 0 | 0 | 0 | 0 | 0 | 3 | 2 | 3 | 1
1451 | 61 | 3 | 2 | 11 | 1 | 0 | 0 | 0 | 1 | 0 | 0 | 1 | 0 | 0 | 0 | 0 | 0 | 0 | 0 | 3 | 2 | 3 | 1
1452 | 61 | 3 | 2 | 12 | 1 | 0 | 0 | 0 | 1 | 0 | 0 | 1 | 0 | 0 | 0 | 0 | 0 | 0 | 0 | 3 | 2 | 3 | 1
1453 | 61 | 3 | 2 | 13 | 1 | 0 | 0 | 0 | 1 | 0 | 0 | 1 | 0 | 0 | 0 | 0 | 0 | 0 | 0 | 3 | 2 | 3 | 1
1454 | 61 | 3 | 2 | 14 | 1 | 0 | 0 | 0 | 1 | 0 | 0 | 1 | 0 | 0 | 0 | 0 | 0 | 0 | 0 | 3 | 2 | 3 | 1
1455 | 61 | 3 | 2 | 15 | 1 | 0 | 0 | 0 | 1 | 0 | 0 | 1 | 0 | 0 | 0 | 0 | 0 | 0 | 0 | 3 | 2 | 3 | 1
1456 | 61 | 3 | 2 | 16 | 1 | 0 | 0 | 0 | 1 | 0 | 0 | 1 | 0 | 0 | 0 | 0 | 0 | 0 | 0 | 3 | 2 | 3 | 1
1457 | 61 | 3 | 2 | 17 | 1 | 0 | 0 | 0 | 1 | 0 | 0 | 1 | 0 | 0 | 0 | 0 | 0 | 0 | 0 | 3 | 2 | 3 | 1
1458 | 61 | 3 | 2 | 18 | 1 | 0 | 0 | 0 | 1 | 0 | 0 | 1 | 0 | 0 | 0 | 0 | 0 | 0 | 0 | 3 | 2 | 3 | 1
1459 | 61 | 3 | 2 | 19 | 1 | 0 | 0 | 0 | 1 | 0 | 0 | 1 | 0 | 0 | 0 | 0 | 0 | 0 | 0 | 3 | 2 | 3 | 1
1460 | 61 | 3 | 2 | 20 | 1 | 0 | 0 | 0 | 1 | 0 | 0 | 1 | 0 | 0 | 0 | 0 | 0 | 0 | 0 | 3 | 2 | 3 | 1
1461 | 61 | 3 | 2 | 21 | 1 | 0 | 0 | 0 | 1 | 0 | 0 | 1 | 0 | 0 | 0 | 0 | 0 | 0 | 0 | 3 | 2 | 3 | 1
1462 | 61 | 3 | 2 | 22 | 1 | 0 | 0 | 0 | 1 | 0 | 0 | 1 | 0 | 0 | 0 | 0 | 0 | 0 | 0 | 3 | 2 | 3 | 1
1463 | 61 | 3 | 2 | 23 | 1 | 0 | 0 | 0 | 1 | 0 | 0 | 1 | 0 | 0 | 0 | 0 | 0 | 0 | 0 | 3 | 2 | 3 | 1
1464 | 61 | 3 | 2 | 24 | 1 | 0 | 0 | 0 | 1 | 0 | 0 | 1 | 0 | 0 | 0 | 0 | 0 | 0 | 0 | 3 | 2 | 3 | 1
1465 | 62 | 3 | 3 | 1 | 1 | 0 | 0 | 0 | 1 | 0 | 0 | 1 | 0 | 0 | 0 | 0 | 0 | 0 | 0 | 3 | 3 | 3 | 2
1466 | 62 | 3 | 3 | 2 | 1 | 0 | 0 | 0 | 1 | 0 | 0 | 1 | 0 | 0 | 0 | 0 | 0 | 0 | 0 | 3 | 3 | 3 | 2
1467 | 62 | 3 | 3 | 3 | 1 | 0 | 0 | 0 | 1 | 0 | 0 | 1 | 0 | 0 | 0 | 0 | 0 | 0 | 0 | 3 | 3 | 3 | 2
1468 | 62 | 3 | 3 | 4 | 1 | 0 | 0 | 0 | 1 | 0 | 0 | 1 | 0 | 0 | 0 | 0 | 0 | 0 | 0 | 3 | 3 | 3 | 2
1469 | 62 | 3 | 3 | 5 | 1 | 0 | 0 | 0 | 1 | 0 | 0 | 1 | 0 | 0 | 0 | 0 | 0 | 0 | 0 | 3 | 3 | 3 | 2
1470 | 62 | 3 | 3 | 6 | 1 | 0 | 0 | 0 | 1 | 0 | 0 | 1 | 0 | 0 | 0 | 0 | 0 | 0 | 0 | 3 | 3 | 3 | 2
1471 | 62 | 3 | 3 | 7 | 1 | 0 | 0 | 0 | 1 | 0 | 0 | 1 | 0 | 0 | 0 | 0 | 0 | 0 | 0 | 3 | 3 | 3 | 2
1472 | 62 | 3 | 3 | 8 | 1 | 0 | 0 | 0 | 1 | 0 | 0 | 1 | 0 | 0 | 0 | 0 | 0 | 0 | 0 | 3 | 3 | 3 | 2
1473 | 62 | 3 | 3 | 9 | 1 | 0 | 0 | 0 | 1 | 0 | 0 | 1 | 0 | 0 | 0 | 0 | 0 | 0 | 0 | 3 | 3 | 3 | 2
1474 | 62 | 3 | 3 | 10 | 1 | 0 | 0 | 0 | 1 | 0 | 0 | 1 | 0 | 0 | 0 | 0 | 0 | 0 | 0 | 3 | 3 | 3 | 2
1475 | 62 | 3 | 3 | 11 | 1 | 0 | 0 | 0 | 1 | 0 | 0 | 1 | 0 | 0 | 0 | 0 | 0 | 0 | 0 | 3 | 3 | 3 | 2
1476 | 62 | 3 | 3 | 12 | 1 | 0 | 0 | 0 | 1 | 0 | 0 | 1 | 0 | 0 | 0 | 0 | 0 | 0 | 0 | 3 | 3 | 3 | 2
1477 | 62 | 3 | 3 | 13 | 1 | 0 | 0 | 0 | 1 | 0 | 0 | 1 | 0 | 0 | 0 | 0 | 0 | 0 | 0 | 3 | 3 | 3 | 2
1478 | 62 | 3 | 3 | 14 | 1 | 0 | 0 | 0 | 1 | 0 | 0 | 1 | 0 | 0 | 0 | 0 | 0 | 0 | 0 | 3 | 3 | 3 | 2
1479 | 62 | 3 | 3 | 15 | 1 | 0 | 0 | 0 | 1 | 0 | 0 | 1 | 0 | 0 | 0 | 0 | 0 | 0 | 0 | 3 | 3 | 3 | 2
1480 | 62 | 3 | 3 | 16 | 1 | 0 | 0 | 0 | 1 | 0 | 0 | 1 | 0 | 0 | 0 | 0 | 0 | 0 | 0 | 3 | 3 | 3 | 2
1481 | 62 | 3 | 3 | 17 | 1 | 0 | 0 | 0 | 1 | 0 | 0 | 1 | 0 | 0 | 0 | 0 | 0 | 0 | 0 | 3 | 3 | 3 | 2
1482 | 62 | 3 | 3 | 18 | 1 | 0 | 0 | 0 | 1 | 0 | 0 | 1 | 0 | 0 | 0 | 0 | 0 | 0 | 0 | 3 | 3 | 3 | 2
1483 | 62 | 3 | 3 | 19 | 1 | 0 | 0 | 0 | 1 | 0 | 0 | 1 | 0 | 0 | 0 | 0 | 0 | 0 | 0 | 3 | 3 | 3 | 2
1484 | 62 | 3 | 3 | 20 | 1 | 0 | 0 | 0 | 1 | 0 | 0 | 1 | 0 | 0 | 0 | 0 | 0 | 0 | 0 | 3 | 3 | 3 | 2
1485 | 62 | 3 | 3 | 21 | 1 | 0 | 0 | 0 | 1 | 0 | 0 | 1 | 0 | 0 | 0 | 0 | 0 | 0 | 0 | 3 | 3 | 3 | 2
1486 | 62 | 3 | 3 | 22 | 1 | 0 | 0 | 0 | 1 | 0 | 0 | 1 | 0 | 0 | 0 | 0 | 0 | 0 | 0 | 3 | 3 | 3 | 2
1487 | 62 | 3 | 3 | 23 | 1 | 0 | 0 | 0 | 1 | 0 | 0 | 1 | 0 | 0 | 0 | 0 | 0 | 0 | 0 | 3 | 3 | 3 | 2
1488 | 62 | 3 | 3 | 24 | 1 | 0 | 0 | 0 | 1 | 0 | 0 | 1 | 0 | 0 | 0 | 0 | 0 | 0 | 0 | 3 | 3 | 3 | 2
1489 | 63 | 3 | 4 | 1 | 0 | 0 | 0 | 0 | 1 | 0 | 0 | 1 | 0 | 0 | 0 | 0 | 0 | 0 | 0 | 3 | 4 | 3 | 3
1490 | 63 | 3 | 4 | 2 | 0 | 0 | 0 | 0 | 1 | 0 | 0 | 1 | 0 | 0 | 0 | 0 | 0 | 0 | 0 | 3 | 4 | 3 | 3
1491 | 63 | 3 | 4 | 3 | 0 | 0 | 0 | 0 | 1 | 0 | 0 | 1 | 0 | 0 | 0 | 0 | 0 | 0 | 0 | 3 | 4 | 3 | 3
1492 | 63 | 3 | 4 | 4 | 0 | 0 | 0 | 0 | 1 | 0 | 0 | 1 | 0 | 0 | 0 | 0 | 0 | 0 | 0 | 3 | 4 | 3 | 3
1493 | 63 | 3 | 4 | 5 | 0 | 0 | 0 | 0 | 1 | 0 | 0 | 1 | 0 | 0 | 0 | 0 | 0 | 0 | 0 | 3 | 4 | 3 | 3
1494 | 63 | 3 | 4 | 6 | 0 | 0 | 0 | 0 | 1 | 0 | 0 | 1 | 0 | 0 | 0 | 0 | 0 | 0 | 0 | 3 | 4 | 3 | 3
1495 | 63 | 3 | 4 | 7 | 0 | 0 | 0 | 0 | 1 | 0 | 0 | 1 | 0 | 0 | 0 | 0 | 0 | 0 | 0 | 3 | 4 | 3 | 3
1496 | 63 | 3 | 4 | 8 | 0 | 0 | 0 | 0 | 1 | 0 | 0 | 1 | 0 | 0 | 0 | 0 | 0 | 0 | 0 | 3 | 4 | 3 | 3
1497 | 63 | 3 | 4 | 9 | 0 | 0 | 0 | 0 | 1 | 0 | 0 | 1 | 0 | 0 | 0 | 0 | 0 | 0 | 0 | 3 | 4 | 3 | 3
1498 | 63 | 3 | 4 | 10 | 0 | 0 | 0 | 0 | 1 | 0 | 0 | 1 | 0 | 0 | 0 | 0 | 0 | 0 | 0 | 3 | 4 | 3 | 3
1499 | 63 | 3 | 4 | 11 | 0 | 0 | 0 | 0 | 1 | 0 | 0 | 1 | 0 | 0 | 0 | 0 | 0 | 0 | 0 | 3 | 4 | 3 | 3
1500 | 63 | 3 | 4 | 12 | 0 | 0 | 0 | 0 | 1 | 0 | 0 | 1 | 0 | 0 | 0 | 0 | 0 | 0 | 0 | 3 | 4 | 3 | 3
1501 | 63 | 3 | 4 | 13 | 0 | 0 | 0 | 0 | 1 | 0 | 0 | 1 | 0 | 0 | 0 | 0 | 0 | 0 | 0 | 3 | 4 | 3 | 3
1502 | 63 | 3 | 4 | 14 | 0 | 0 | 0 | 0 | 1 | 0 | 0 | 1 | 0 | 0 | 0 | 0 | 0 | 0 | 0 | 3 | 4 | 3 | 3
1503 | 63 | 3 | 4 | 15 | 0 | 0 | 0 | 0 | 1 | 0 | 0 | 1 | 0 | 0 | 0 | 0 | 0 | 0 | 0 | 3 | 4 | 3 | 3
1504 | 63 | 3 | 4 | 16 | 0 | 0 | 0 | 0 | 1 | 0 | 0 | 1 | 0 | 0 | 0 | 0 | 0 | 0 | 0 | 3 | 4 | 3 | 3
1505 | 63 | 3 | 4 | 17 | 0 | 0 | 0 | 0 | 1 | 0 | 0 | 1 | 0 | 0 | 0 | 0 | 0 | 0 | 0 | 3 | 4 | 3 | 3
1506 | 63 | 3 | 4 | 18 | 0 | 0 | 0 | 0 | 1 | 0 | 0 | 1 | 0 | 0 | 0 | 0 | 0 | 0 | 0 | 3 | 4 | 3 | 3
1507 | 63 | 3 | 4 | 19 | 0 | 0 | 0 | 0 | 1 | 0 | 0 | 1 | 0 | 0 | 0 | 0 | 0 | 0 | 0 | 3 | 4 | 3 | 3
1508 | 63 | 3 | 4 | 20 | 0 | 0 | 0 | 0 | 1 | 0 | 0 | 1 | 0 | 0 | 0 | 0 | 0 | 0 | 0 | 3 | 4 | 3 | 3
1509 | 63 | 3 | 4 | 21 | 0 | 0 | 0 | 0 | 1 | 0 | 0 | 1 | 0 | 0 | 0 | 0 | 0 | 0 | 0 | 3 | 4 | 3 | 3
1510 | 63 | 3 | 4 | 22 | 0 | 0 | 0 | 0 | 1 | 0 | 0 | 1 | 0 | 0 | 0 | 0 | 0 | 0 | 0 | 3 | 4 | 3 | 3
1511 | 63 | 3 | 4 | 23 | 0 | 0 | 0 | 0 | 1 | 0 | 0 | 1 | 0 | 0 | 0 | 0 | 0 | 0 | 0 | 3 | 4 | 3 | 3
1512 | 63 | 3 | 4 | 24 | 0 | 0 | 0 | 0 | 1 | 0 | 0 | 1 | 0 | 0 | 0 | 0 | 0 | 0 | 0 | 3 | 4 | 3 | 3
1513 | 64 | 3 | 5 | 1 | 0 | 0 | 0 | 0 | 1 | 0 | 0 | 1 | 0 | 0 | 0 | 0 | 0 | 0 | 0 | 3 | 5 | 3 | 4
1514 | 64 | 3 | 5 | 2 | 0 | 0 | 0 | 0 | 1 | 0 | 0 | 1 | 0 | 0 | 0 | 0 | 0 | 0 | 0 | 3 | 5 | 3 | 4
1515 | 64 | 3 | 5 | 3 | 0 | 0 | 0 | 0 | 1 | 0 | 0 | 1 | 0 | 0 | 0 | 0 | 0 | 0 | 0 | 3 | 5 | 3 | 4
1516 | 64 | 3 | 5 | 4 | 0 | 0 | 0 | 0 | 1 | 0 | 0 | 1 | 0 | 0 | 0 | 0 | 0 | 0 | 0 | 3 | 5 | 3 | 4
1517 | 64 | 3 | 5 | 5 | 0 | 0 | 0 | 0 | 1 | 0 | 0 | 1 | 0 | 0 | 0 | 0 | 0 | 0 | 0 | 3 | 5 | 3 | 4
1518 | 64 | 3 | 5 | 6 | 0 | 0 | 0 | 0 | 1 | 0 | 0 | 1 | 0 | 0 | 0 | 0 | 0 | 0 | 0 | 3 | 5 | 3 | 4
1519 | 64 | 3 | 5 | 7 | 0 | 0 | 0 | 0 | 1 | 0 | 0 | 1 | 0 | 0 | 0 | 0 | 0 | 0 | 0 | 3 | 5 | 3 | 4
1520 | 64 | 3 | 5 | 8 | 0 | 0 | 0 | 0 | 1 | 0 | 0 | 1 | 0 | 0 | 0 | 0 | 0 | 0 | 0 | 3 | 5 | 3 | 4
1521 | 64 | 3 | 5 | 9 | 0 | 0 | 0 | 0 | 1 | 0 | 0 | 1 | 0 | 0 | 0 | 0 | 0 | 0 | 0 | 3 | 5 | 3 | 4
1522 | 64 | 3 | 5 | 10 | 0 | 0 | 0 | 0 | 1 | 0 | 0 | 1 | 0 | 0 | 0 | 0 | 0 | 0 | 0 | 3 | 5 | 3 | 4
1523 | 64 | 3 | 5 | 11 | 0 | 0 | 0 | 0 | 1 | 0 | 0 | 1 | 0 | 0 | 0 | 0 | 0 | 0 | 0 | 3 | 5 | 3 | 4
1524 | 64 | 3 | 5 | 12 | 0 | 0 | 0 | 0 | 1 | 0 | 0 | 1 | 0 | 0 | 0 | 0 | 0 | 0 | 0 | 3 | 5 | 3 | 4
1525 | 64 | 3 | 5 | 13 | 0 | 0 | 0 | 0 | 1 | 0 | 0 | 1 | 0 | 0 | 0 | 0 | 0 | 0 | 0 | 3 | 5 | 3 | 4
1526 | 64 | 3 | 5 | 14 | 0 | 0 | 0 | 0 | 1 | 0 | 0 | 1 | 0 | 0 | 0 | 0 | 0 | 0 | 0 | 3 | 5 | 3 | 4
1527 | 64 | 3 | 5 | 15 | 0 | 0 | 0 | 0 | 1 | 0 | 0 | 1 | 0 | 0 | 0 | 0 | 0 | 0 | 0 | 3 | 5 | 3 | 4
1528 | 64 | 3 | 5 | 16 | 0 | 0 | 0 | 0 | 1 | 0 | 0 | 1 | 0 | 0 | 0 | 0 | 0 | 0 | 0 | 3 | 5 | 3 | 4
1529 | 64 | 3 | 5 | 17 | 0 | 0 | 0 | 0 | 1 | 0 | 0 | 1 | 0 | 0 | 0 | 0 | 0 | 0 | 0 | 3 | 5 | 3 | 4
1530 | 64 | 3 | 5 | 18 | 0 | 0 | 0 | 0 | 1 | 0 | 0 | 1 | 0 | 0 | 0 | 0 | 0 | 0 | 0 | 3 | 5 | 3 | 4
1531 | 64 | 3 | 5 | 19 | 0 | 0 | 0 | 0 | 1 | 0 | 0 | 1 | 0 | 0 | 0 | 0 | 0 | 0 | 0 | 3 | 5 | 3 | 4
1532 | 64 | 3 | 5 | 20 | 0 | 0 | 0 | 0 | 1 | 0 | 0 | 1 | 0 | 0 | 0 | 0 | 0 | 0 | 0 | 3 | 5 | 3 | 4
1533 | 64 | 3 | 5 | 21 | 0 | 0 | 0 | 0 | 1 | 0 | 0 | 1 | 0 | 0 | 0 | 0 | 0 | 0 | 0 | 3 | 5 | 3 | 4
1534 | 64 | 3 | 5 | 22 | 0 | 0 | 0 | 0 | 1 | 0 | 0 | 1 | 0 | 0 | 0 | 0 | 0 | 0 | 0 | 3 | 5 | 3 | 4
1535 | 64 | 3 | 5 | 23 | 0 | 0 | 0 | 0 | 1 | 0 | 0 | 1 | 0 | 0 | 0 | 0 | 0 | 0 | 0 | 3 | 5 | 3 | 4
1536 | 64 | 3 | 5 | 24 | 0 | 0 | 0 | 0 | 1 | 0 | 0 | 1 | 0 | 0 | 0 | 0 | 0 | 0 | 0 | 3 | 5 | 3 | 4
1537 | 65 | 3 | 6 | 1 | 1 | 0 | 0 | 0 | 1 | 0 | 0 | 1 | 0 | 0 | 0 | 0 | 0 | 0 | 0 | 3 | 6 | 3 | 5
1538 | 65 | 3 | 6 | 2 | 1 | 0 | 0 | 0 | 1 | 0 | 0 | 1 | 0 | 0 | 0 | 0 | 0 | 0 | 0 | 3 | 6 | 3 | 5
1539 | 65 | 3 | 6 | 3 | 1 | 0 | 0 | 0 | 1 | 0 | 0 | 1 | 0 | 0 | 0 | 0 | 0 | 0 | 0 | 3 | 6 | 3 | 5
1540 | 65 | 3 | 6 | 4 | 1 | 0 | 0 | 0 | 1 | 0 | 0 | 1 | 0 | 0 | 0 | 0 | 0 | 0 | 0 | 3 | 6 | 3 | 5
1541 | 65 | 3 | 6 | 5 | 1 | 0 | 0 | 0 | 1 | 0 | 0 | 1 | 0 | 0 | 0 | 0 | 0 | 0 | 0 | 3 | 6 | 3 | 5
1542 | 65 | 3 | 6 | 6 | 1 | 0 | 0 | 0 | 1 | 0 | 0 | 1 | 0 | 0 | 0 | 0 | 0 | 0 | 0 | 3 | 6 | 3 | 5
1543 | 65 | 3 | 6 | 7 | 1 | 0 | 0 | 0 | 1 | 0 | 0 | 1 | 0 | 0 | 0 | 0 | 0 | 0 | 0 | 3 | 6 | 3 | 5
1544 | 65 | 3 | 6 | 8 | 1 | 0 | 0 | 0 | 1 | 0 | 0 | 1 | 0 | 0 | 0 | 0 | 0 | 0 | 0 | 3 | 6 | 3 | 5
1545 | 65 | 3 | 6 | 9 | 1 | 0 | 0 | 0 | 1 | 0 | 0 | 1 | 0 | 0 | 0 | 0 | 0 | 0 | 0 | 3 | 6 | 3 | 5
1546 | 65 | 3 | 6 | 10 | 1 | 0 | 0 | 0 | 1 | 0 | 0 | 1 | 0 | 0 | 0 | 0 | 0 | 0 | 0 | 3 | 6 | 3 | 5
1547 | 65 | 3 | 6 | 11 | 1 | 0 | 0 | 0 | 1 | 0 | 0 | 1 | 0 | 0 | 0 | 0 | 0 | 0 | 0 | 3 | 6 | 3 | 5
1548 | 65 | 3 | 6 | 12 | 1 | 0 | 0 | 0 | 1 | 0 | 0 | 1 | 0 | 0 | 0 | 0 | 0 | 0 | 0 | 3 | 6 | 3 | 5
1549 | 65 | 3 | 6 | 13 | 1 | 0 | 0 | 0 | 1 | 0 | 0 | 1 | 0 | 0 | 0 | 0 | 0 | 0 | 0 | 3 | 6 | 3 | 5
1550 | 65 | 3 | 6 | 14 | 1 | 0 | 0 | 0 | 1 | 0 | 0 | 1 | 0 | 0 | 0 | 0 | 0 | 0 | 0 | 3 | 6 | 3 | 5
1551 | 65 | 3 | 6 | 15 | 1 | 0 | 0 | 0 | 1 | 0 | 0 | 1 | 0 | 0 | 0 | 0 | 0 | 0 | 0 | 3 | 6 | 3 | 5
1552 | 65 | 3 | 6 | 16 | 1 | 0 | 0 | 0 | 1 | 0 | 0 | 1 | 0 | 0 | 0 | 0 | 0 | 0 | 0 | 3 | 6 | 3 | 5
1553 | 65 | 3 | 6 | 17 | 1 | 0 | 0 | 0 | 1 | 0 | 0 | 1 | 0 | 0 | 0 | 0 | 0 | 0 | 0 | 3 | 6 | 3 | 5
1554 | 65 | 3 | 6 | 18 | 1 | 0 | 0 | 0 | 1 | 0 | 0 | 1 | 0 | 0 | 0 | 0 | 0 | 0 | 0 | 3 | 6 | 3 | 5
1555 | 65 | 3 | 6 | 19 | 1 | 0 | 0 | 0 | 1 | 0 | 0 | 1 | 0 | 0 | 0 | 0 | 0 | 0 | 0 | 3 | 6 | 3 | 5
1556 | 65 | 3 | 6 | 20 | 1 | 0 | 0 | 0 | 1 | 0 | 0 | 1 | 0 | 0 | 0 | 0 | 0 | 0 | 0 | 3 | 6 | 3 | 5
1557 | 65 | 3 | 6 | 21 | 1 | 0 | 0 | 0 | 1 | 0 | 0 | 1 | 0 | 0 | 0 | 0 | 0 | 0 | 0 | 3 | 6 | 3 | 5
1558 | 65 | 3 | 6 | 22 | 1 | 0 | 0 | 0 | 1 | 0 | 0 | 1 | 0 | 0 | 0 | 0 | 0 | 0 | 0 | 3 | 6 | 3 | 5
1559 | 65 | 3 | 6 | 23 | 1 | 0 | 0 | 0 | 1 | 0 | 0 | 1 | 0 | 0 | 0 | 0 | 0 | 0 | 0 | 3 | 6 | 3 | 5
1560 | 65 | 3 | 6 | 24 | 1 | 0 | 0 | 0 | 1 | 0 | 0 | 1 | 0 | 0 | 0 | 0 | 0 | 0 | 0 | 3 | 6 | 3 | 5
1561 | 66 | 3 | 7 | 1 | 1 | 0 | 0 | 0 | 1 | 0 | 0 | 1 | 0 | 0 | 0 | 0 | 0 | 0 | 0 | 3 | 7 | 3 | 6
1562 | 66 | 3 | 7 | 2 | 1 | 0 | 0 | 0 | 1 | 0 | 0 | 1 | 0 | 0 | 0 | 0 | 0 | 0 | 0 | 3 | 7 | 3 | 6
1563 | 66 | 3 | 7 | 3 | 1 | 0 | 0 | 0 | 1 | 0 | 0 | 1 | 0 | 0 | 0 | 0 | 0 | 0 | 0 | 3 | 7 | 3 | 6
1564 | 66 | 3 | 7 | 4 | 1 | 0 | 0 | 0 | 1 | 0 | 0 | 1 | 0 | 0 | 0 | 0 | 0 | 0 | 0 | 3 | 7 | 3 | 6
1565 | 66 | 3 | 7 | 5 | 1 | 0 | 0 | 0 | 1 | 0 | 0 | 1 | 0 | 0 | 0 | 0 | 0 | 0 | 0 | 3 | 7 | 3 | 6
1566 | 66 | 3 | 7 | 6 | 1 | 0 | 0 | 0 | 1 | 0 | 0 | 1 | 0 | 0 | 0 | 0 | 0 | 0 | 0 | 3 | 7 | 3 | 6
1567 | 66 | 3 | 7 | 7 | 1 | 0 | 0 | 0 | 1 | 0 | 0 | 1 | 0 | 0 | 0 | 0 | 0 | 0 | 0 | 3 | 7 | 3 | 6
1568 | 66 | 3 | 7 | 8 | 1 | 0 | 0 | 0 | 1 | 0 | 0 | 1 | 0 | 0 | 0 | 0 | 0 | 0 | 0 | 3 | 7 | 3 | 6
1569 | 66 | 3 | 7 | 9 | 1 | 0 | 0 | 0 | 1 | 0 | 0 | 1 | 0 | 0 | 0 | 0 | 0 | 0 | 0 | 3 | 7 | 3 | 6
1570 | 66 | 3 | 7 | 10 | 1 | 0 | 0 | 0 | 1 | 0 | 0 | 1 | 0 | 0 | 0 | 0 | 0 | 0 | 0 | 3 | 7 | 3 | 6
1571 | 66 | 3 | 7 | 11 | 1 | 0 | 0 | 0 | 1 | 0 | 0 | 1 | 0 | 0 | 0 | 0 | 0 | 0 | 0 | 3 | 7 | 3 | 6
1572 | 66 | 3 | 7 | 12 | 1 | 0 | 0 | 0 | 1 | 0 | 0 | 1 | 0 | 0 | 0 | 0 | 0 | 0 | 0 | 3 | 7 | 3 | 6
1573 | 66 | 3 | 7 | 13 | 1 | 0 | 0 | 0 | 1 | 0 | 0 | 1 | 0 | 0 | 0 | 0 | 0 | 0 | 0 | 3 | 7 | 3 | 6
1574 | 66 | 3 | 7 | 14 | 1 | 0 | 0 | 0 | 1 | 0 | 0 | 1 | 0 | 0 | 0 | 0 | 0 | 0 | 0 | 3 | 7 | 3 | 6
1575 | 66 | 3 | 7 | 15 | 1 | 0 | 0 | 0 | 1 | 0 | 0 | 1 | 0 | 0 | 0 | 0 | 0 | 0 | 0 | 3 | 7 | 3 | 6
1576 | 66 | 3 | 7 | 16 | 1 | 0 | 0 | 0 | 1 | 0 | 0 | 1 | 0 | 0 | 0 | 0 | 0 | 0 | 0 | 3 | 7 | 3 | 6
1577 | 66 | 3 | 7 | 17 | 1 | 0 | 0 | 0 | 1 | 0 | 0 | 1 | 0 | 0 | 0 | 0 | 0 | 0 | 0 | 3 | 7 | 3 | 6
1578 | 66 | 3 | 7 | 18 | 1 | 0 | 0 | 0 | 1 | 0 | 0 | 1 | 0 | 0 | 0 | 0 | 0 | 0 | 0 | 3 | 7 | 3 | 6
1579 | 66 | 3 | 7 | 19 | 1 | 0 | 0 | 0 | 1 | 0 | 0 | 1 | 0 | 0 | 0 | 0 | 0 | 0 | 0 | 3 | 7 | 3 | 6
1580 | 66 | 3 | 7 | 20 | 1 | 0 | 0 | 0 | 1 | 0 | 0 | 1 | 0 | 0 | 0 | 0 | 0 | 0 | 0 | 3 | 7 | 3 | 6
1581 | 66 | 3 | 7 | 21 | 1 | 0 | 0 | 0 | 1 | 0 | 0 | 1 | 0 | 0 | 0 | 0 | 0 | 0 | 0 | 3 | 7 | 3 | 6
1582 | 66 | 3 | 7 | 22 | 1 | 0 | 0 | 0 | 1 | 0 | 0 | 1 | 0 | 0 | 0 | 0 | 0 | 0 | 0 | 3 | 7 | 3 | 6
1583 | 66 | 3 | 7 | 23 | 1 | 0 | 0 | 0 | 1 | 0 | 0 | 1 | 0 | 0 | 0 | 0 | 0 | 0 | 0 | 3 | 7 | 3 | 6
1584 | 66 | 3 | 7 | 24 | 1 | 0 | 0 | 0 | 1 | 0 | 0 | 1 | 0 | 0 | 0 | 0 | 0 | 0 | 0 | 3 | 7 | 3 | 6
1585 | 67 | 3 | 8 | 1 | 1 | 0 | 0 | 0 | 1 | 0 | 0 | 1 | 0 | 0 | 0 | 0 | 0 | 0 | 0 | 3 | 8 | 3 | 7
1586 | 67 | 3 | 8 | 2 | 1 | 0 | 0 | 0 | 1 | 0 | 0 | 1 | 0 | 0 | 0 | 0 | 0 | 0 | 0 | 3 | 8 | 3 | 7
1587 | 67 | 3 | 8 | 3 | 1 | 0 | 0 | 0 | 1 | 0 | 0 | 1 | 0 | 0 | 0 | 0 | 0 | 0 | 0 | 3 | 8 | 3 | 7
1588 | 67 | 3 | 8 | 4 | 1 | 0 | 0 | 0 | 1 | 0 | 0 | 1 | 0 | 0 | 0 | 0 | 0 | 0 | 0 | 3 | 8 | 3 | 7
1589 | 67 | 3 | 8 | 5 | 1 | 0 | 0 | 0 | 1 | 0 | 0 | 1 | 0 | 0 | 0 | 0 | 0 | 0 | 0 | 3 | 8 | 3 | 7
1590 | 67 | 3 | 8 | 6 | 1 | 0 | 0 | 0 | 1 | 0 | 0 | 1 | 0 | 0 | 0 | 0 | 0 | 0 | 0 | 3 | 8 | 3 | 7
1591 | 67 | 3 | 8 | 7 | 1 | 0 | 0 | 0 | 1 | 0 | 0 | 1 | 0 | 0 | 0 | 0 | 0 | 0 | 0 | 3 | 8 | 3 | 7
1592 | 67 | 3 | 8 | 8 | 1 | 0 | 0 | 0 | 1 | 0 | 0 | 1 | 0 | 0 | 0 | 0 | 0 | 0 | 0 | 3 | 8 | 3 | 7
1593 | 67 | 3 | 8 | 9 | 1 | 0 | 0 | 0 | 1 | 0 | 0 | 1 | 0 | 0 | 0 | 0 | 0 | 0 | 0 | 3 | 8 | 3 | 7
1594 | 67 | 3 | 8 | 10 | 1 | 0 | 0 | 0 | 1 | 0 | 0 | 1 | 0 | 0 | 0 | 0 | 0 | 0 | 0 | 3 | 8 | 3 | 7
1595 | 67 | 3 | 8 | 11 | 1 | 0 | 0 | 0 | 1 | 0 | 0 | 1 | 0 | 0 | 0 | 0 | 0 | 0 | 0 | 3 | 8 | 3 | 7
1596 | 67 | 3 | 8 | 12 | 1 | 0 | 0 | 0 | 1 | 0 | 0 | 1 | 0 | 0 | 0 | 0 | 0 | 0 | 0 | 3 | 8 | 3 | 7
1597 | 67 | 3 | 8 | 13 | 1 | 0 | 0 | 0 | 1 | 0 | 0 | 1 | 0 | 0 | 0 | 0 | 0 | 0 | 0 | 3 | 8 | 3 | 7
1598 | 67 | 3 | 8 | 14 | 1 | 0 | 0 | 0 | 1 | 0 | 0 | 1 | 0 | 0 | 0 | 0 | 0 | 0 | 0 | 3 | 8 | 3 | 7
1599 | 67 | 3 | 8 | 15 | 1 | 0 | 0 | 0 | 1 | 0 | 0 | 1 | 0 | 0 | 0 | 0 | 0 | 0 | 0 | 3 | 8 | 3 | 7
1600 | 67 | 3 | 8 | 16 | 1 | 0 | 0 | 0 | 1 | 0 | 0 | 1 | 0 | 0 | 0 | 0 | 0 | 0 | 0 | 3 | 8 | 3 | 7
1601 | 67 | 3 | 8 | 17 | 1 | 0 | 0 | 0 | 1 | 0 | 0 | 1 | 0 | 0 | 0 | 0 | 0 | 0 | 0 | 3 | 8 | 3 | 7
1602 | 67 | 3 | 8 | 18 | 1 | 0 | 0 | 0 | 1 | 0 | 0 | 1 | 0 | 0 | 0 | 0 | 0 | 0 | 0 | 3 | 8 | 3 | 7
1603 | 67 | 3 | 8 | 19 | 1 | 0 | 0 | 0 | 1 | 0 | 0 | 1 | 0 | 0 | 0 | 0 | 0 | 0 | 0 | 3 | 8 | 3 | 7
1604 | 67 | 3 | 8 | 20 | 1 | 0 | 0 | 0 | 1 | 0 | 0 | 1 | 0 | 0 | 0 | 0 | 0 | 0 | 0 | 3 | 8 | 3 | 7
1605 | 67 | 3 | 8 | 21 | 1 | 0 | 0 | 0 | 1 | 0 | 0 | 1 | 0 | 0 | 0 | 0 | 0 | 0 | 0 | 3 | 8 | 3 | 7
1606 | 67 | 3 | 8 | 22 | 1 | 0 | 0 | 0 | 1 | 0 | 0 | 1 | 0 | 0 | 0 | 0 | 0 | 0 | 0 | 3 | 8 | 3 | 7
1607 | 67 | 3 | 8 | 23 | 1 | 0 | 0 | 0 | 1 | 0 | 0 | 1 | 0 | 0 | 0 | 0 | 0 | 0 | 0 | 3 | 8 | 3 | 7
1608 | 67 | 3 | 8 | 24 | 1 | 0 | 0 | 0 | 1 | 0 | 0 | 1 | 0 | 0 | 0 | 0 | 0 | 0 | 0 | 3 | 8 | 3 | 7
1609 | 68 | 3 | 9 | 1 | 1 | 0 | 0 | 0 | 1 | 0 | 0 | 1 | 0 | 0 | 0 | 0 | 0 | 0 | 0 | 3 | 9 | 3 | 8
1610 | 68 | 3 | 9 | 2 | 1 | 0 | 0 | 0 | 1 | 0 | 0 | 1 | 0 | 0 | 0 | 0 | 0 | 0 | 0 | 3 | 9 | 3 | 8
1611 | 68 | 3 | 9 | 3 | 1 | 0 | 0 | 0 | 1 | 0 | 0 | 1 | 0 | 0 | 0 | 0 | 0 | 0 | 0 | 3 | 9 | 3 | 8
1612 | 68 | 3 | 9 | 4 | 1 | 0 | 0 | 0 | 1 | 0 | 0 | 1 | 0 | 0 | 0 | 0 | 0 | 0 | 0 | 3 | 9 | 3 | 8
1613 | 68 | 3 | 9 | 5 | 1 | 0 | 0 | 0 | 1 | 0 | 0 | 1 | 0 | 0 | 0 | 0 | 0 | 0 | 0 | 3 | 9 | 3 | 8
1614 | 68 | 3 | 9 | 6 | 1 | 0 | 0 | 0 | 1 | 0 | 0 | 1 | 0 | 0 | 0 | 0 | 0 | 0 | 0 | 3 | 9 | 3 | 8
1615 | 68 | 3 | 9 | 7 | 1 | 0 | 0 | 0 | 1 | 0 | 0 | 1 | 0 | 0 | 0 | 0 | 0 | 0 | 0 | 3 | 9 | 3 | 8
1616 | 68 | 3 | 9 | 8 | 1 | 0 | 0 | 0 | 1 | 0 | 0 | 1 | 0 | 0 | 0 | 0 | 0 | 0 | 0 | 3 | 9 | 3 | 8
1617 | 68 | 3 | 9 | 9 | 1 | 0 | 0 | 0 | 1 | 0 | 0 | 1 | 0 | 0 | 0 | 0 | 0 | 0 | 0 | 3 | 9 | 3 | 8
1618 | 68 | 3 | 9 | 10 | 1 | 0 | 0 | 0 | 1 | 0 | 0 | 1 | 0 | 0 | 0 | 0 | 0 | 0 | 0 | 3 | 9 | 3 | 8
1619 | 68 | 3 | 9 | 11 | 1 | 0 | 0 | 0 | 1 | 0 | 0 | 1 | 0 | 0 | 0 | 0 | 0 | 0 | 0 | 3 | 9 | 3 | 8
1620 | 68 | 3 | 9 | 12 | 1 | 0 | 0 | 0 | 1 | 0 | 0 | 1 | 0 | 0 | 0 | 0 | 0 | 0 | 0 | 3 | 9 | 3 | 8
1621 | 68 | 3 | 9 | 13 | 1 | 0 | 0 | 0 | 1 | 0 | 0 | 1 | 0 | 0 | 0 | 0 | 0 | 0 | 0 | 3 | 9 | 3 | 8
1622 | 68 | 3 | 9 | 14 | 1 | 0 | 0 | 0 | 1 | 0 | 0 | 1 | 0 | 0 | 0 | 0 | 0 | 0 | 0 | 3 | 9 | 3 | 8
1623 | 68 | 3 | 9 | 15 | 1 | 0 | 0 | 0 | 1 | 0 | 0 | 1 | 0 | 0 | 0 | 0 | 0 | 0 | 0 | 3 | 9 | 3 | 8
1624 | 68 | 3 | 9 | 16 | 1 | 0 | 0 | 0 | 1 | 0 | 0 | 1 | 0 | 0 | 0 | 0 | 0 | 0 | 0 | 3 | 9 | 3 | 8
1625 | 68 | 3 | 9 | 17 | 1 | 0 | 0 | 0 | 1 | 0 | 0 | 1 | 0 | 0 | 0 | 0 | 0 | 0 | 0 | 3 | 9 | 3 | 8
1626 | 68 | 3 | 9 | 18 | 1 | 0 | 0 | 0 | 1 | 0 | 0 | 1 | 0 | 0 | 0 | 0 | 0 | 0 | 0 | 3 | 9 | 3 | 8
1627 | 68 | 3 | 9 | 19 | 1 | 0 | 0 | 0 | 1 | 0 | 0 | 1 | 0 | 0 | 0 | 0 | 0 | 0 | 0 | 3 | 9 | 3 | 8
1628 | 68 | 3 | 9 | 20 | 1 | 0 | 0 | 0 | 1 | 0 | 0 | 1 | 0 | 0 | 0 | 0 | 0 | 0 | 0 | 3 | 9 | 3 | 8
1629 | 68 | 3 | 9 | 21 | 1 | 0 | 0 | 0 | 1 | 0 | 0 | 1 | 0 | 0 | 0 | 0 | 0 | 0 | 0 | 3 | 9 | 3 | 8
1630 | 68 | 3 | 9 | 22 | 1 | 0 | 0 | 0 | 1 | 0 | 0 | 1 | 0 | 0 | 0 | 0 | 0 | 0 | 0 | 3 | 9 | 3 | 8
1631 | 68 | 3 | 9 | 23 | 1 | 0 | 0 | 0 | 1 | 0 | 0 | 1 | 0 | 0 | 0 | 0 | 0 | 0 | 0 | 3 | 9 | 3 | 8
1632 | 68 | 3 | 9 | 24 | 1 | 0 | 0 | 0 | 1 | 0 | 0 | 1 | 0 | 0 | 0 | 0 | 0 | 0 | 0 | 3 | 9 | 3 | 8
1633 | 69 | 3 | 10 | 1 | 1 | 0 | 0 | 0 | 1 | 0 | 0 | 1 | 0 | 0 | 0 | 0 | 0 | 0 | 0 | 3 | 10 | 3 | 9
1634 | 69 | 3 | 10 | 2 | 1 | 0 | 0 | 0 | 1 | 0 | 0 | 1 | 0 | 0 | 0 | 0 | 0 | 0 | 0 | 3 | 10 | 3 | 9
1635 | 69 | 3 | 10 | 3 | 1 | 0 | 0 | 0 | 1 | 0 | 0 | 1 | 0 | 0 | 0 | 0 | 0 | 0 | 0 | 3 | 10 | 3 | 9
1636 | 69 | 3 | 10 | 4 | 1 | 0 | 0 | 0 | 1 | 0 | 0 | 1 | 0 | 0 | 0 | 0 | 0 | 0 | 0 | 3 | 10 | 3 | 9
1637 | 69 | 3 | 10 | 5 | 1 | 0 | 0 | 0 | 1 | 0 | 0 | 1 | 0 | 0 | 0 | 0 | 0 | 0 | 0 | 3 | 10 | 3 | 9
1638 | 69 | 3 | 10 | 6 | 1 | 0 | 0 | 0 | 1 | 0 | 0 | 1 | 0 | 0 | 0 | 0 | 0 | 0 | 0 | 3 | 10 | 3 | 9
1639 | 69 | 3 | 10 | 7 | 1 | 0 | 0 | 0 | 1 | 0 | 0 | 1 | 0 | 0 | 0 | 0 | 0 | 0 | 0 | 3 | 10 | 3 | 9
1640 | 69 | 3 | 10 | 8 | 1 | 0 | 0 | 0 | 1 | 0 | 0 | 1 | 0 | 0 | 0 | 0 | 0 | 0 | 0 | 3 | 10 | 3 | 9
1641 | 69 | 3 | 10 | 9 | 1 | 0 | 0 | 0 | 1 | 0 | 0 | 1 | 0 | 0 | 0 | 0 | 0 | 0 | 0 | 3 | 10 | 3 | 9
1642 | 69 | 3 | 10 | 10 | 1 | 0 | 0 | 0 | 1 | 0 | 0 | 1 | 0 | 0 | 0 | 0 | 0 | 0 | 0 | 3 | 10 | 3 | 9
1643 | 69 | 3 | 10 | 11 | 1 | 0 | 0 | 0 | 1 | 0 | 0 | 1 | 0 | 0 | 0 | 0 | 0 | 0 | 0 | 3 | 10 | 3 | 9
1644 | 69 | 3 | 10 | 12 | 1 | 0 | 0 | 0 | 1 | 0 | 0 | 1 | 0 | 0 | 0 | 0 | 0 | 0 | 0 | 3 | 10 | 3 | 9
1645 | 69 | 3 | 10 | 13 | 1 | 0 | 0 | 0 | 1 | 0 | 0 | 1 | 0 | 0 | 0 | 0 | 0 | 0 | 0 | 3 | 10 | 3 | 9
1646 | 69 | 3 | 10 | 14 | 1 | 0 | 0 | 0 | 1 | 0 | 0 | 1 | 0 | 0 | 0 | 0 | 0 | 0 | 0 | 3 | 10 | 3 | 9
1647 | 69 | 3 | 10 | 15 | 1 | 0 | 0 | 0 | 1 | 0 | 0 | 1 | 0 | 0 | 0 | 0 | 0 | 0 | 0 | 3 | 10 | 3 | 9
1648 | 69 | 3 | 10 | 16 | 1 | 0 | 0 | 0 | 1 | 0 | 0 | 1 | 0 | 0 | 0 | 0 | 0 | 0 | 0 | 3 | 10 | 3 | 9
1649 | 69 | 3 | 10 | 17 | 1 | 0 | 0 | 0 | 1 | 0 | 0 | 1 | 0 | 0 | 0 | 0 | 0 | 0 | 0 | 3 | 10 | 3 | 9
1650 | 69 | 3 | 10 | 18 | 1 | 0 | 0 | 0 | 1 | 0 | 0 | 1 | 0 | 0 | 0 | 0 | 0 | 0 | 0 | 3 | 10 | 3 | 9
1651 | 69 | 3 | 10 | 19 | 1 | 0 | 0 | 0 | 1 | 0 | 0 | 1 | 0 | 0 | 0 | 0 | 0 | 0 | 0 | 3 | 10 | 3 | 9
1652 | 69 | 3 | 10 | 20 | 1 | 0 | 0 | 0 | 1 | 0 | 0 | 1 | 0 | 0 | 0 | 0 | 0 | 0 | 0 | 3 | 10 | 3 | 9
1653 | 69 | 3 | 10 | 21 | 1 | 0 | 0 | 0 | 1 | 0 | 0 | 1 | 0 | 0 | 0 | 0 | 0 | 0 | 0 | 3 | 10 | 3 | 9
1654 | 69 | 3 | 10 | 22 | 1 | 0 | 0 | 0 | 1 | 0 | 0 | 1 | 0 | 0 | 0 | 0 | 0 | 0 | 0 | 3 | 10 | 3 | 9
1655 | 69 | 3 | 10 | 23 | 1 | 0 | 0 | 0 | 1 | 0 | 0 | 1 | 0 | 0 | 0 | 0 | 0 | 0 | 0 | 3 | 10 | 3 | 9
1656 | 69 | 3 | 10 | 24 | 1 | 0 | 0 | 0 | 1 | 0 | 0 | 1 | 0 | 0 | 0 | 0 | 0 | 0 | 0 | 3 | 10 | 3 | 9
1657 | 70 | 3 | 11 | 1 | 0 | 0 | 0 | 0 | 1 | 0 | 0 | 1 | 0 | 0 | 0 | 0 | 0 | 0 | 0 | 3 | 11 | 3 | 10
1658 | 70 | 3 | 11 | 2 | 0 | 0 | 0 | 0 | 1 | 0 | 0 | 1 | 0 | 0 | 0 | 0 | 0 | 0 | 0 | 3 | 11 | 3 | 10
1659 | 70 | 3 | 11 | 3 | 0 | 0 | 0 | 0 | 1 | 0 | 0 | 1 | 0 | 0 | 0 | 0 | 0 | 0 | 0 | 3 | 11 | 3 | 10
1660 | 70 | 3 | 11 | 4 | 0 | 0 | 0 | 0 | 1 | 0 | 0 | 1 | 0 | 0 | 0 | 0 | 0 | 0 | 0 | 3 | 11 | 3 | 10
1661 | 70 | 3 | 11 | 5 | 0 | 0 | 0 | 0 | 1 | 0 | 0 | 1 | 0 | 0 | 0 | 0 | 0 | 0 | 0 | 3 | 11 | 3 | 10
1662 | 70 | 3 | 11 | 6 | 0 | 0 | 0 | 0 | 1 | 0 | 0 | 1 | 0 | 0 | 0 | 0 | 0 | 0 | 0 | 3 | 11 | 3 | 10
1663 | 70 | 3 | 11 | 7 | 0 | 0 | 0 | 0 | 1 | 0 | 0 | 1 | 0 | 0 | 0 | 0 | 0 | 0 | 0 | 3 | 11 | 3 | 10
1664 | 70 | 3 | 11 | 8 | 0 | 0 | 0 | 0 | 1 | 0 | 0 | 1 | 0 | 0 | 0 | 0 | 0 | 0 | 0 | 3 | 11 | 3 | 10
1665 | 70 | 3 | 11 | 9 | 0 | 0 | 0 | 0 | 1 | 0 | 0 | 1 | 0 | 0 | 0 | 0 | 0 | 0 | 0 | 3 | 11 | 3 | 10
1666 | 70 | 3 | 11 | 10 | 0 | 0 | 0 | 0 | 1 | 0 | 0 | 1 | 0 | 0 | 0 | 0 | 0 | 0 | 0 | 3 | 11 | 3 | 10
1667 | 70 | 3 | 11 | 11 | 0 | 0 | 0 | 0 | 1 | 0 | 0 | 1 | 0 | 0 | 0 | 0 | 0 | 0 | 0 | 3 | 11 | 3 | 10
1668 | 70 | 3 | 11 | 12 | 0 | 0 | 0 | 0 | 1 | 0 | 0 | 1 | 0 | 0 | 0 | 0 | 0 | 0 | 0 | 3 | 11 | 3 | 10
1669 | 70 | 3 | 11 | 13 | 0 | 0 | 0 | 0 | 1 | 0 | 0 | 1 | 0 | 0 | 0 | 0 | 0 | 0 | 0 | 3 | 11 | 3 | 10
1670 | 70 | 3 | 11 | 14 | 0 | 0 | 0 | 0 | 1 | 0 | 0 | 1 | 0 | 0 | 0 | 0 | 0 | 0 | 0 | 3 | 11 | 3 | 10
1671 | 70 | 3 | 11 | 15 | 0 | 0 | 0 | 0 | 1 | 0 | 0 | 1 | 0 | 0 | 0 | 0 | 0 | 0 | 0 | 3 | 11 | 3 | 10
1672 | 70 | 3 | 11 | 16 | 0 | 0 | 0 | 0 | 1 | 0 | 0 | 1 | 0 | 0 | 0 | 0 | 0 | 0 | 0 | 3 | 11 | 3 | 10
1673 | 70 | 3 | 11 | 17 | 0 | 0 | 0 | 0 | 1 | 0 | 0 | 1 | 0 | 0 | 0 | 0 | 0 | 0 | 0 | 3 | 11 | 3 | 10
1674 | 70 | 3 | 11 | 18 | 0 | 0 | 0 | 0 | 1 | 0 | 0 | 1 | 0 | 0 | 0 | 0 | 0 | 0 | 0 | 3 | 11 | 3 | 10
1675 | 70 | 3 | 11 | 19 | 0 | 0 | 0 | 0 | 1 | 0 | 0 | 1 | 0 | 0 | 0 | 0 | 0 | 0 | 0 | 3 | 11 | 3 | 10
1676 | 70 | 3 | 11 | 20 | 0 | 0 | 0 | 0 | 1 | 0 | 0 | 1 | 0 | 0 | 0 | 0 | 0 | 0 | 0 | 3 | 11 | 3 | 10
1677 | 70 | 3 | 11 | 21 | 0 | 0 | 0 | 0 | 1 | 0 | 0 | 1 | 0 | 0 | 0 | 0 | 0 | 0 | 0 | 3 | 11 | 3 | 10
1678 | 70 | 3 | 11 | 22 | 0 | 0 | 0 | 0 | 1 | 0 | 0 | 1 | 0 | 0 | 0 | 0 | 0 | 0 | 0 | 3 | 11 | 3 | 10
1679 | 70 | 3 | 11 | 23 | 0 | 0 | 0 | 0 | 1 | 0 | 0 | 1 | 0 | 0 | 0 | 0 | 0 | 0 | 0 | 3 | 11 | 3 | 10
1680 | 70 | 3 | 11 | 24 | 0 | 0 | 0 | 0 | 1 | 0 | 0 | 1 | 0 | 0 | 0 | 0 | 0 | 0 | 0 | 3 | 11 | 3 | 10
1681 | 71 | 3 | 12 | 1 | 0 | 0 | 0 | 0 | 1 | 0 | 0 | 1 | 0 | 0 | 0 | 0 | 0 | 0 | 0 | 3 | 12 | 3 | 11
1682 | 71 | 3 | 12 | 2 | 0 | 0 | 0 | 0 | 1 | 0 | 0 | 1 | 0 | 0 | 0 | 0 | 0 | 0 | 0 | 3 | 12 | 3 | 11
1683 | 71 | 3 | 12 | 3 | 0 | 0 | 0 | 0 | 1 | 0 | 0 | 1 | 0 | 0 | 0 | 0 | 0 | 0 | 0 | 3 | 12 | 3 | 11
1684 | 71 | 3 | 12 | 4 | 0 | 0 | 0 | 0 | 1 | 0 | 0 | 1 | 0 | 0 | 0 | 0 | 0 | 0 | 0 | 3 | 12 | 3 | 11
1685 | 71 | 3 | 12 | 5 | 0 | 0 | 0 | 0 | 1 | 0 | 0 | 1 | 0 | 0 | 0 | 0 | 0 | 0 | 0 | 3 | 12 | 3 | 11
1686 | 71 | 3 | 12 | 6 | 0 | 0 | 0 | 0 | 1 | 0 | 0 | 1 | 0 | 0 | 0 | 0 | 0 | 0 | 0 | 3 | 12 | 3 | 11
1687 | 71 | 3 | 12 | 7 | 0 | 0 | 0 | 0 | 1 | 0 | 0 | 1 | 0 | 0 | 0 | 0 | 0 | 0 | 0 | 3 | 12 | 3 | 11
1688 | 71 | 3 | 12 | 8 | 0 | 0 | 0 | 0 | 1 | 0 | 0 | 1 | 0 | 0 | 0 | 0 | 0 | 0 | 0 | 3 | 12 | 3 | 11
1689 | 71 | 3 | 12 | 9 | 0 | 0 | 0 | 0 | 1 | 0 | 0 | 1 | 0 | 0 | 0 | 0 | 0 | 0 | 0 | 3 | 12 | 3 | 11
1690 | 71 | 3 | 12 | 10 | 0 | 0 | 0 | 0 | 1 | 0 | 0 | 1 | 0 | 0 | 0 | 0 | 0 | 0 | 0 | 3 | 12 | 3 | 11
1691 | 71 | 3 | 12 | 11 | 0 | 0 | 0 | 0 | 1 | 0 | 0 | 1 | 0 | 0 | 0 | 0 | 0 | 0 | 0 | 3 | 12 | 3 | 11
1692 | 71 | 3 | 12 | 12 | 0 | 0 | 0 | 0 | 1 | 0 | 0 | 1 | 0 | 0 | 0 | 0 | 0 | 0 | 0 | 3 | 12 | 3 | 11
1693 | 71 | 3 | 12 | 13 | 0 | 0 | 0 | 0 | 1 | 0 | 0 | 1 | 0 | 0 | 0 | 0 | 0 | 0 | 0 | 3 | 12 | 3 | 11
1694 | 71 | 3 | 12 | 14 | 0 | 0 | 0 | 0 | 1 | 0 | 0 | 1 | 0 | 0 | 0 | 0 | 0 | 0 | 0 | 3 | 12 | 3 | 11
1695 | 71 | 3 | 12 | 15 | 0 | 0 | 0 | 0 | 1 | 0 | 0 | 1 | 0 | 0 | 0 | 0 | 0 | 0 | 0 | 3 | 12 | 3 | 11
1696 | 71 | 3 | 12 | 16 | 0 | 0 | 0 | 0 | 1 | 0 | 0 | 1 | 0 | 0 | 0 | 0 | 0 | 0 | 0 | 3 | 12 | 3 | 11
1697 | 71 | 3 | 12 | 17 | 0 | 0 | 0 | 0 | 1 | 0 | 0 | 1 | 0 | 0 | 0 | 0 | 0 | 0 | 0 | 3 | 12 | 3 | 11
1698 | 71 | 3 | 12 | 18 | 0 | 0 | 0 | 0 | 1 | 0 | 0 | 1 | 0 | 0 | 0 | 0 | 0 | 0 | 0 | 3 | 12 | 3 | 11
1699 | 71 | 3 | 12 | 19 | 0 | 0 | 0 | 0 | 1 | 0 | 0 | 1 | 0 | 0 | 0 | 0 | 0 | 0 | 0 | 3 | 12 | 3 | 11
1700 | 71 | 3 | 12 | 20 | 0 | 0 | 0 | 0 | 1 | 0 | 0 | 1 | 0 | 0 | 0 | 0 | 0 | 0 | 0 | 3 | 12 | 3 | 11
1701 | 71 | 3 | 12 | 21 | 0 | 0 | 0 | 0 | 1 | 0 | 0 | 1 | 0 | 0 | 0 | 0 | 0 | 0 | 0 | 3 | 12 | 3 | 11
1702 | 71 | 3 | 12 | 22 | 0 | 0 | 0 | 0 | 1 | 0 | 0 | 1 | 0 | 0 | 0 | 0 | 0 | 0 | 0 | 3 | 12 | 3 | 11
1703 | 71 | 3 | 12 | 23 | 0 | 0 | 0 | 0 | 1 | 0 | 0 | 1 | 0 | 0 | 0 | 0 | 0 | 0 | 0 | 3 | 12 | 3 | 11
1704 | 71 | 3 | 12 | 24 | 0 | 0 | 0 | 0 | 1 | 0 | 0 | 1 | 0 | 0 | 0 | 0 | 0 | 0 | 0 | 3 | 12 | 3 | 11
1705 | 72 | 3 | 13 | 1 | 1 | 0 | 0 | 0 | 1 | 0 | 0 | 1 | 0 | 0 | 0 | 0 | 0 | 0 | 0 | 3 | 13 | 3 | 12
1706 | 72 | 3 | 13 | 2 | 1 | 0 | 0 | 0 | 1 | 0 | 0 | 1 | 0 | 0 | 0 | 0 | 0 | 0 | 0 | 3 | 13 | 3 | 12
1707 | 72 | 3 | 13 | 3 | 1 | 0 | 0 | 0 | 1 | 0 | 0 | 1 | 0 | 0 | 0 | 0 | 0 | 0 | 0 | 3 | 13 | 3 | 12
1708 | 72 | 3 | 13 | 4 | 1 | 0 | 0 | 0 | 1 | 0 | 0 | 1 | 0 | 0 | 0 | 0 | 0 | 0 | 0 | 3 | 13 | 3 | 12
1709 | 72 | 3 | 13 | 5 | 1 | 0 | 0 | 0 | 1 | 0 | 0 | 1 | 0 | 0 | 0 | 0 | 0 | 0 | 0 | 3 | 13 | 3 | 12
1710 | 72 | 3 | 13 | 6 | 1 | 0 | 0 | 0 | 1 | 0 | 0 | 1 | 0 | 0 | 0 | 0 | 0 | 0 | 0 | 3 | 13 | 3 | 12
1711 | 72 | 3 | 13 | 7 | 1 | 0 | 0 | 0 | 1 | 0 | 0 | 1 | 0 | 0 | 0 | 0 | 0 | 0 | 0 | 3 | 13 | 3 | 12
1712 | 72 | 3 | 13 | 8 | 1 | 0 | 0 | 0 | 1 | 0 | 0 | 1 | 0 | 0 | 0 | 0 | 0 | 0 | 0 | 3 | 13 | 3 | 12
1713 | 72 | 3 | 13 | 9 | 1 | 0 | 0 | 0 | 1 | 0 | 0 | 1 | 0 | 0 | 0 | 0 | 0 | 0 | 0 | 3 | 13 | 3 | 12
1714 | 72 | 3 | 13 | 10 | 1 | 0 | 0 | 0 | 1 | 0 | 0 | 1 | 0 | 0 | 0 | 0 | 0 | 0 | 0 | 3 | 13 | 3 | 12
1715 | 72 | 3 | 13 | 11 | 1 | 0 | 0 | 0 | 1 | 0 | 0 | 1 | 0 | 0 | 0 | 0 | 0 | 0 | 0 | 3 | 13 | 3 | 12
1716 | 72 | 3 | 13 | 12 | 1 | 0 | 0 | 0 | 1 | 0 | 0 | 1 | 0 | 0 | 0 | 0 | 0 | 0 | 0 | 3 | 13 | 3 | 12
1717 | 72 | 3 | 13 | 13 | 1 | 0 | 0 | 0 | 1 | 0 | 0 | 1 | 0 | 0 | 0 | 0 | 0 | 0 | 0 | 3 | 13 | 3 | 12
1718 | 72 | 3 | 13 | 14 | 1 | 0 | 0 | 0 | 1 | 0 | 0 | 1 | 0 | 0 | 0 | 0 | 0 | 0 | 0 | 3 | 13 | 3 | 12
1719 | 72 | 3 | 13 | 15 | 1 | 0 | 0 | 0 | 1 | 0 | 0 | 1 | 0 | 0 | 0 | 0 | 0 | 0 | 0 | 3 | 13 | 3 | 12
1720 | 72 | 3 | 13 | 16 | 1 | 0 | 0 | 0 | 1 | 0 | 0 | 1 | 0 | 0 | 0 | 0 | 0 | 0 | 0 | 3 | 13 | 3 | 12
1721 | 72 | 3 | 13 | 17 | 1 | 0 | 0 | 0 | 1 | 0 | 0 | 1 | 0 | 0 | 0 | 0 | 0 | 0 | 0 | 3 | 13 | 3 | 12
1722 | 72 | 3 | 13 | 18 | 1 | 0 | 0 | 0 | 1 | 0 | 0 | 1 | 0 | 0 | 0 | 0 | 0 | 0 | 0 | 3 | 13 | 3 | 12
1723 | 72 | 3 | 13 | 19 | 1 | 0 | 0 | 0 | 1 | 0 | 0 | 1 | 0 | 0 | 0 | 0 | 0 | 0 | 0 | 3 | 13 | 3 | 12
1724 | 72 | 3 | 13 | 20 | 1 | 0 | 0 | 0 | 1 | 0 | 0 | 1 | 0 | 0 | 0 | 0 | 0 | 0 | 0 | 3 | 13 | 3 | 12
1725 | 72 | 3 | 13 | 21 | 1 | 0 | 0 | 0 | 1 | 0 | 0 | 1 | 0 | 0 | 0 | 0 | 0 | 0 | 0 | 3 | 13 | 3 | 12
1726 | 72 | 3 | 13 | 22 | 1 | 0 | 0 | 0 | 1 | 0 | 0 | 1 | 0 | 0 | 0 | 0 | 0 | 0 | 0 | 3 | 13 | 3 | 12
1727 | 72 | 3 | 13 | 23 | 1 | 0 | 0 | 0 | 1 | 0 | 0 | 1 | 0 | 0 | 0 | 0 | 0 | 0 | 0 | 3 | 13 | 3 | 12
1728 | 72 | 3 | 13 | 24 | 1 | 0 | 0 | 0 | 1 | 0 | 0 | 1 | 0 | 0 | 0 | 0 | 0 | 0 | 0 | 3 | 13 | 3 | 12
1729 | 73 | 3 | 14 | 1 | 1 | 0 | 0 | 0 | 1 | 0 | 0 | 1 | 0 | 0 | 0 | 0 | 0 | 0 | 0 | 3 | 14 | 3 | 13
1730 | 73 | 3 | 14 | 2 | 1 | 0 | 0 | 0 | 1 | 0 | 0 | 1 | 0 | 0 | 0 | 0 | 0 | 0 | 0 | 3 | 14 | 3 | 13
1731 | 73 | 3 | 14 | 3 | 1 | 0 | 0 | 0 | 1 | 0 | 0 | 1 | 0 | 0 | 0 | 0 | 0 | 0 | 0 | 3 | 14 | 3 | 13
1732 | 73 | 3 | 14 | 4 | 1 | 0 | 0 | 0 | 1 | 0 | 0 | 1 | 0 | 0 | 0 | 0 | 0 | 0 | 0 | 3 | 14 | 3 | 13
1733 | 73 | 3 | 14 | 5 | 1 | 0 | 0 | 0 | 1 | 0 | 0 | 1 | 0 | 0 | 0 | 0 | 0 | 0 | 0 | 3 | 14 | 3 | 13
1734 | 73 | 3 | 14 | 6 | 1 | 0 | 0 | 0 | 1 | 0 | 0 | 1 | 0 | 0 | 0 | 0 | 0 | 0 | 0 | 3 | 14 | 3 | 13
1735 | 73 | 3 | 14 | 7 | 1 | 0 | 0 | 0 | 1 | 0 | 0 | 1 | 0 | 0 | 0 | 0 | 0 | 0 | 0 | 3 | 14 | 3 | 13
1736 | 73 | 3 | 14 | 8 | 1 | 0 | 0 | 0 | 1 | 0 | 0 | 1 | 0 | 0 | 0 | 0 | 0 | 0 | 0 | 3 | 14 | 3 | 13
1737 | 73 | 3 | 14 | 9 | 1 | 0 | 0 | 0 | 1 | 0 | 0 | 1 | 0 | 0 | 0 | 0 | 0 | 0 | 0 | 3 | 14 | 3 | 13
1738 | 73 | 3 | 14 | 10 | 1 | 0 | 0 | 0 | 1 | 0 | 0 | 1 | 0 | 0 | 0 | 0 | 0 | 0 | 0 | 3 | 14 | 3 | 13
1739 | 73 | 3 | 14 | 11 | 1 | 0 | 0 | 0 | 1 | 0 | 0 | 1 | 0 | 0 | 0 | 0 | 0 | 0 | 0 | 3 | 14 | 3 | 13
1740 | 73 | 3 | 14 | 12 | 1 | 0 | 0 | 0 | 1 | 0 | 0 | 1 | 0 | 0 | 0 | 0 | 0 | 0 | 0 | 3 | 14 | 3 | 13
1741 | 73 | 3 | 14 | 13 | 1 | 0 | 0 | 0 | 1 | 0 | 0 | 1 | 0 | 0 | 0 | 0 | 0 | 0 | 0 | 3 | 14 | 3 | 13
1742 | 73 | 3 | 14 | 14 | 1 | 0 | 0 | 0 | 1 | 0 | 0 | 1 | 0 | 0 | 0 | 0 | 0 | 0 | 0 | 3 | 14 | 3 | 13
1743 | 73 | 3 | 14 | 15 | 1 | 0 | 0 | 0 | 1 | 0 | 0 | 1 | 0 | 0 | 0 | 0 | 0 | 0 | 0 | 3 | 14 | 3 | 13
1744 | 73 | 3 | 14 | 16 | 1 | 0 | 0 | 0 | 1 | 0 | 0 | 1 | 0 | 0 | 0 | 0 | 0 | 0 | 0 | 3 | 14 | 3 | 13
1745 | 73 | 3 | 14 | 17 | 1 | 0 | 0 | 0 | 1 | 0 | 0 | 1 | 0 | 0 | 0 | 0 | 0 | 0 | 0 | 3 | 14 | 3 | 13
1746 | 73 | 3 | 14 | 18 | 1 | 0 | 0 | 0 | 1 | 0 | 0 | 1 | 0 | 0 | 0 | 0 | 0 | 0 | 0 | 3 | 14 | 3 | 13
1747 | 73 | 3 | 14 | 19 | 1 | 0 | 0 | 0 | 1 | 0 | 0 | 1 | 0 | 0 | 0 | 0 | 0 | 0 | 0 | 3 | 14 | 3 | 13
1748 | 73 | 3 | 14 | 20 | 1 | 0 | 0 | 0 | 1 | 0 | 0 | 1 | 0 | 0 | 0 | 0 | 0 | 0 | 0 | 3 | 14 | 3 | 13
1749 | 73 | 3 | 14 | 21 | 1 | 0 | 0 | 0 | 1 | 0 | 0 | 1 | 0 | 0 | 0 | 0 | 0 | 0 | 0 | 3 | 14 | 3 | 13
1750 | 73 | 3 | 14 | 22 | 1 | 0 | 0 | 0 | 1 | 0 | 0 | 1 | 0 | 0 | 0 | 0 | 0 | 0 | 0 | 3 | 14 | 3 | 13
1751 | 73 | 3 | 14 | 23 | 1 | 0 | 0 | 0 | 1 | 0 | 0 | 1 | 0 | 0 | 0 | 0 | 0 | 0 | 0 | 3 | 14 | 3 | 13
1752 | 73 | 3 | 14 | 24 | 1 | 0 | 0 | 0 | 1 | 0 | 0 | 1 | 0 | 0 | 0 | 0 | 0 | 0 | 0 | 3 | 14 | 3 | 13
1753 | 74 | 3 | 15 | 1 | 1 | 0 | 0 | 0 | 1 | 0 | 0 | 1 | 0 | 0 | 0 | 0 | 0 | 0 | 0 | 3 | 15 | 3 | 14
1754 | 74 | 3 | 15 | 2 | 1 | 0 | 0 | 0 | 1 | 0 | 0 | 1 | 0 | 0 | 0 | 0 | 0 | 0 | 0 | 3 | 15 | 3 | 14
1755 | 74 | 3 | 15 | 3 | 1 | 0 | 0 | 0 | 1 | 0 | 0 | 1 | 0 | 0 | 0 | 0 | 0 | 0 | 0 | 3 | 15 | 3 | 14
1756 | 74 | 3 | 15 | 4 | 1 | 0 | 0 | 0 | 1 | 0 | 0 | 1 | 0 | 0 | 0 | 0 | 0 | 0 | 0 | 3 | 15 | 3 | 14
1757 | 74 | 3 | 15 | 5 | 1 | 0 | 0 | 0 | 1 | 0 | 0 | 1 | 0 | 0 | 0 | 0 | 0 | 0 | 0 | 3 | 15 | 3 | 14
1758 | 74 | 3 | 15 | 6 | 1 | 0 | 0 | 0 | 1 | 0 | 0 | 1 | 0 | 0 | 0 | 0 | 0 | 0 | 0 | 3 | 15 | 3 | 14
1759 | 74 | 3 | 15 | 7 | 1 | 0 | 0 | 0 | 1 | 0 | 0 | 1 | 0 | 0 | 0 | 0 | 0 | 0 | 0 | 3 | 15 | 3 | 14
1760 | 74 | 3 | 15 | 8 | 1 | 0 | 0 | 0 | 1 | 0 | 0 | 1 | 0 | 0 | 0 | 0 | 0 | 0 | 0 | 3 | 15 | 3 | 14
1761 | 74 | 3 | 15 | 9 | 1 | 0 | 0 | 0 | 1 | 0 | 0 | 1 | 0 | 0 | 0 | 0 | 0 | 0 | 0 | 3 | 15 | 3 | 14
1762 | 74 | 3 | 15 | 10 | 1 | 0 | 0 | 0 | 1 | 0 | 0 | 1 | 0 | 0 | 0 | 0 | 0 | 0 | 0 | 3 | 15 | 3 | 14
1763 | 74 | 3 | 15 | 11 | 1 | 0 | 0 | 0 | 1 | 0 | 0 | 1 | 0 | 0 | 0 | 0 | 0 | 0 | 0 | 3 | 15 | 3 | 14
1764 | 74 | 3 | 15 | 12 | 1 | 0 | 0 | 0 | 1 | 0 | 0 | 1 | 0 | 0 | 0 | 0 | 0 | 0 | 0 | 3 | 15 | 3 | 14
1765 | 74 | 3 | 15 | 13 | 1 | 0 | 0 | 0 | 1 | 0 | 0 | 1 | 0 | 0 | 0 | 0 | 0 | 0 | 0 | 3 | 15 | 3 | 14
1766 | 74 | 3 | 15 | 14 | 1 | 0 | 0 | 0 | 1 | 0 | 0 | 1 | 0 | 0 | 0 | 0 | 0 | 0 | 0 | 3 | 15 | 3 | 14
1767 | 74 | 3 | 15 | 15 | 1 | 0 | 0 | 0 | 1 | 0 | 0 | 1 | 0 | 0 | 0 | 0 | 0 | 0 | 0 | 3 | 15 | 3 | 14
1768 | 74 | 3 | 15 | 16 | 1 | 0 | 0 | 0 | 1 | 0 | 0 | 1 | 0 | 0 | 0 | 0 | 0 | 0 | 0 | 3 | 15 | 3 | 14
1769 | 74 | 3 | 15 | 17 | 1 | 0 | 0 | 0 | 1 | 0 | 0 | 1 | 0 | 0 | 0 | 0 | 0 | 0 | 0 | 3 | 15 | 3 | 14
1770 | 74 | 3 | 15 | 18 | 1 | 0 | 0 | 0 | 1 | 0 | 0 | 1 | 0 | 0 | 0 | 0 | 0 | 0 | 0 | 3 | 15 | 3 | 14
1771 | 74 | 3 | 15 | 19 | 1 | 0 | 0 | 0 | 1 | 0 | 0 | 1 | 0 | 0 | 0 | 0 | 0 | 0 | 0 | 3 | 15 | 3 | 14
1772 | 74 | 3 | 15 | 20 | 1 | 0 | 0 | 0 | 1 | 0 | 0 | 1 | 0 | 0 | 0 | 0 | 0 | 0 | 0 | 3 | 15 | 3 | 14
1773 | 74 | 3 | 15 | 21 | 1 | 0 | 0 | 0 | 1 | 0 | 0 | 1 | 0 | 0 | 0 | 0 | 0 | 0 | 0 | 3 | 15 | 3 | 14
1774 | 74 | 3 | 15 | 22 | 1 | 0 | 0 | 0 | 1 | 0 | 0 | 1 | 0 | 0 | 0 | 0 | 0 | 0 | 0 | 3 | 15 | 3 | 14
1775 | 74 | 3 | 15 | 23 | 1 | 0 | 0 | 0 | 1 | 0 | 0 | 1 | 0 | 0 | 0 | 0 | 0 | 0 | 0 | 3 | 15 | 3 | 14
1776 | 74 | 3 | 15 | 24 | 1 | 0 | 0 | 0 | 1 | 0 | 0 | 1 | 0 | 0 | 0 | 0 | 0 | 0 | 0 | 3 | 15 | 3 | 14
1777 | 75 | 3 | 16 | 1 | 1 | 0 | 0 | 0 | 1 | 0 | 0 | 1 | 0 | 0 | 0 | 0 | 0 | 0 | 0 | 3 | 16 | 3 | 15
1778 | 75 | 3 | 16 | 2 | 1 | 0 | 0 | 0 | 1 | 0 | 0 | 1 | 0 | 0 | 0 | 0 | 0 | 0 | 0 | 3 | 16 | 3 | 15
1779 | 75 | 3 | 16 | 3 | 1 | 0 | 0 | 0 | 1 | 0 | 0 | 1 | 0 | 0 | 0 | 0 | 0 | 0 | 0 | 3 | 16 | 3 | 15
1780 | 75 | 3 | 16 | 4 | 1 | 0 | 0 | 0 | 1 | 0 | 0 | 1 | 0 | 0 | 0 | 0 | 0 | 0 | 0 | 3 | 16 | 3 | 15
1781 | 75 | 3 | 16 | 5 | 1 | 0 | 0 | 0 | 1 | 0 | 0 | 1 | 0 | 0 | 0 | 0 | 0 | 0 | 0 | 3 | 16 | 3 | 15
1782 | 75 | 3 | 16 | 6 | 1 | 0 | 0 | 0 | 1 | 0 | 0 | 1 | 0 | 0 | 0 | 0 | 0 | 0 | 0 | 3 | 16 | 3 | 15
1783 | 75 | 3 | 16 | 7 | 1 | 0 | 0 | 0 | 1 | 0 | 0 | 1 | 0 | 0 | 0 | 0 | 0 | 0 | 0 | 3 | 16 | 3 | 15
1784 | 75 | 3 | 16 | 8 | 1 | 0 | 0 | 0 | 1 | 0 | 0 | 1 | 0 | 0 | 0 | 0 | 0 | 0 | 0 | 3 | 16 | 3 | 15
1785 | 75 | 3 | 16 | 9 | 1 | 0 | 0 | 0 | 1 | 0 | 0 | 1 | 0 | 0 | 0 | 0 | 0 | 0 | 0 | 3 | 16 | 3 | 15
1786 | 75 | 3 | 16 | 10 | 1 | 0 | 0 | 0 | 1 | 0 | 0 | 1 | 0 | 0 | 0 | 0 | 0 | 0 | 0 | 3 | 16 | 3 | 15
1787 | 75 | 3 | 16 | 11 | 1 | 0 | 0 | 0 | 1 | 0 | 0 | 1 | 0 | 0 | 0 | 0 | 0 | 0 | 0 | 3 | 16 | 3 | 15
1788 | 75 | 3 | 16 | 12 | 1 | 0 | 0 | 0 | 1 | 0 | 0 | 1 | 0 | 0 | 0 | 0 | 0 | 0 | 0 | 3 | 16 | 3 | 15
1789 | 75 | 3 | 16 | 13 | 1 | 0 | 0 | 0 | 1 | 0 | 0 | 1 | 0 | 0 | 0 | 0 | 0 | 0 | 0 | 3 | 16 | 3 | 15
1790 | 75 | 3 | 16 | 14 | 1 | 0 | 0 | 0 | 1 | 0 | 0 | 1 | 0 | 0 | 0 | 0 | 0 | 0 | 0 | 3 | 16 | 3 | 15
1791 | 75 | 3 | 16 | 15 | 1 | 0 | 0 | 0 | 1 | 0 | 0 | 1 | 0 | 0 | 0 | 0 | 0 | 0 | 0 | 3 | 16 | 3 | 15
1792 | 75 | 3 | 16 | 16 | 1 | 0 | 0 | 0 | 1 | 0 | 0 | 1 | 0 | 0 | 0 | 0 | 0 | 0 | 0 | 3 | 16 | 3 | 15
1793 | 75 | 3 | 16 | 17 | 1 | 0 | 0 | 0 | 1 | 0 | 0 | 1 | 0 | 0 | 0 | 0 | 0 | 0 | 0 | 3 | 16 | 3 | 15
1794 | 75 | 3 | 16 | 18 | 1 | 0 | 0 | 0 | 1 | 0 | 0 | 1 | 0 | 0 | 0 | 0 | 0 | 0 | 0 | 3 | 16 | 3 | 15
1795 | 75 | 3 | 16 | 19 | 1 | 0 | 0 | 0 | 1 | 0 | 0 | 1 | 0 | 0 | 0 | 0 | 0 | 0 | 0 | 3 | 16 | 3 | 15
1796 | 75 | 3 | 16 | 20 | 1 | 0 | 0 | 0 | 1 | 0 | 0 | 1 | 0 | 0 | 0 | 0 | 0 | 0 | 0 | 3 | 16 | 3 | 15
1797 | 75 | 3 | 16 | 21 | 1 | 0 | 0 | 0 | 1 | 0 | 0 | 1 | 0 | 0 | 0 | 0 | 0 | 0 | 0 | 3 | 16 | 3 | 15
1798 | 75 | 3 | 16 | 22 | 1 | 0 | 0 | 0 | 1 | 0 | 0 | 1 | 0 | 0 | 0 | 0 | 0 | 0 | 0 | 3 | 16 | 3 | 15
1799 | 75 | 3 | 16 | 23 | 1 | 0 | 0 | 0 | 1 | 0 | 0 | 1 | 0 | 0 | 0 | 0 | 0 | 0 | 0 | 3 | 16 | 3 | 15
1800 | 75 | 3 | 16 | 24 | 1 | 0 | 0 | 0 | 1 | 0 | 0 | 1 | 0 | 0 | 0 | 0 | 0 | 0 | 0 | 3 | 16 | 3 | 15
1801 | 76 | 3 | 17 | 1 | 1 | 0 | 0 | 0 | 1 | 0 | 0 | 1 | 0 | 0 | 0 | 0 | 0 | 0 | 0 | 3 | 17 | 3 | 16
1802 | 76 | 3 | 17 | 2 | 1 | 0 | 0 | 0 | 1 | 0 | 0 | 1 | 0 | 0 | 0 | 0 | 0 | 0 | 0 | 3 | 17 | 3 | 16
1803 | 76 | 3 | 17 | 3 | 1 | 0 | 0 | 0 | 1 | 0 | 0 | 1 | 0 | 0 | 0 | 0 | 0 | 0 | 0 | 3 | 17 | 3 | 16
1804 | 76 | 3 | 17 | 4 | 1 | 0 | 0 | 0 | 1 | 0 | 0 | 1 | 0 | 0 | 0 | 0 | 0 | 0 | 0 | 3 | 17 | 3 | 16
1805 | 76 | 3 | 17 | 5 | 1 | 0 | 0 | 0 | 1 | 0 | 0 | 1 | 0 | 0 | 0 | 0 | 0 | 0 | 0 | 3 | 17 | 3 | 16
1806 | 76 | 3 | 17 | 6 | 1 | 0 | 0 | 0 | 1 | 0 | 0 | 1 | 0 | 0 | 0 | 0 | 0 | 0 | 0 | 3 | 17 | 3 | 16
1807 | 76 | 3 | 17 | 7 | 1 | 0 | 0 | 0 | 1 | 0 | 0 | 1 | 0 | 0 | 0 | 0 | 0 | 0 | 0 | 3 | 17 | 3 | 16
1808 | 76 | 3 | 17 | 8 | 1 | 0 | 0 | 0 | 1 | 0 | 0 | 1 | 0 | 0 | 0 | 0 | 0 | 0 | 0 | 3 | 17 | 3 | 16
1809 | 76 | 3 | 17 | 9 | 1 | 0 | 0 | 0 | 1 | 0 | 0 | 1 | 0 | 0 | 0 | 0 | 0 | 0 | 0 | 3 | 17 | 3 | 16
1810 | 76 | 3 | 17 | 10 | 1 | 0 | 0 | 0 | 1 | 0 | 0 | 1 | 0 | 0 | 0 | 0 | 0 | 0 | 0 | 3 | 17 | 3 | 16
1811 | 76 | 3 | 17 | 11 | 1 | 0 | 0 | 0 | 1 | 0 | 0 | 1 | 0 | 0 | 0 | 0 | 0 | 0 | 0 | 3 | 17 | 3 | 16
1812 | 76 | 3 | 17 | 12 | 1 | 0 | 0 | 0 | 1 | 0 | 0 | 1 | 0 | 0 | 0 | 0 | 0 | 0 | 0 | 3 | 17 | 3 | 16
1813 | 76 | 3 | 17 | 13 | 1 | 0 | 0 | 0 | 1 | 0 | 0 | 1 | 0 | 0 | 0 | 0 | 0 | 0 | 0 | 3 | 17 | 3 | 16
1814 | 76 | 3 | 17 | 14 | 1 | 0 | 0 | 0 | 1 | 0 | 0 | 1 | 0 | 0 | 0 | 0 | 0 | 0 | 0 | 3 | 17 | 3 | 16
1815 | 76 | 3 | 17 | 15 | 1 | 0 | 0 | 0 | 1 | 0 | 0 | 1 | 0 | 0 | 0 | 0 | 0 | 0 | 0 | 3 | 17 | 3 | 16
1816 | 76 | 3 | 17 | 16 | 1 | 0 | 0 | 0 | 1 | 0 | 0 | 1 | 0 | 0 | 0 | 0 | 0 | 0 | 0 | 3 | 17 | 3 | 16
1817 | 76 | 3 | 17 | 17 | 1 | 0 | 0 | 0 | 1 | 0 | 0 | 1 | 0 | 0 | 0 | 0 | 0 | 0 | 0 | 3 | 17 | 3 | 16
1818 | 76 | 3 | 17 | 18 | 1 | 0 | 0 | 0 | 1 | 0 | 0 | 1 | 0 | 0 | 0 | 0 | 0 | 0 | 0 | 3 | 17 | 3 | 16
1819 | 76 | 3 | 17 | 19 | 1 | 0 | 0 | 0 | 1 | 0 | 0 | 1 | 0 | 0 | 0 | 0 | 0 | 0 | 0 | 3 | 17 | 3 | 16
1820 | 76 | 3 | 17 | 20 | 1 | 0 | 0 | 0 | 1 | 0 | 0 | 1 | 0 | 0 | 0 | 0 | 0 | 0 | 0 | 3 | 17 | 3 | 16
1821 | 76 | 3 | 17 | 21 | 1 | 0 | 0 | 0 | 1 | 0 | 0 | 1 | 0 | 0 | 0 | 0 | 0 | 0 | 0 | 3 | 17 | 3 | 16
1822 | 76 | 3 | 17 | 22 | 1 | 0 | 0 | 0 | 1 | 0 | 0 | 1 | 0 | 0 | 0 | 0 | 0 | 0 | 0 | 3 | 17 | 3 | 16
1823 | 76 | 3 | 17 | 23 | 1 | 0 | 0 | 0 | 1 | 0 | 0 | 1 | 0 | 0 | 0 | 0 | 0 | 0 | 0 | 3 | 17 | 3 | 16
1824 | 76 | 3 | 17 | 24 | 1 | 0 | 0 | 0 | 1 | 0 | 0 | 1 | 0 | 0 | 0 | 0 | 0 | 0 | 0 | 3 | 17 | 3 | 16
1825 | 77 | 3 | 18 | 1 | 0 | 0 | 0 | 0 | 1 | 0 | 0 | 1 | 0 | 0 | 0 | 0 | 0 | 0 | 0 | 3 | 18 | 3 | 17
1826 | 77 | 3 | 18 | 2 | 0 | 0 | 0 | 0 | 1 | 0 | 0 | 1 | 0 | 0 | 0 | 0 | 0 | 0 | 0 | 3 | 18 | 3 | 17
1827 | 77 | 3 | 18 | 3 | 0 | 0 | 0 | 0 | 1 | 0 | 0 | 1 | 0 | 0 | 0 | 0 | 0 | 0 | 0 | 3 | 18 | 3 | 17
1828 | 77 | 3 | 18 | 4 | 0 | 0 | 0 | 0 | 1 | 0 | 0 | 1 | 0 | 0 | 0 | 0 | 0 | 0 | 0 | 3 | 18 | 3 | 17
1829 | 77 | 3 | 18 | 5 | 0 | 0 | 0 | 0 | 1 | 0 | 0 | 1 | 0 | 0 | 0 | 0 | 0 | 0 | 0 | 3 | 18 | 3 | 17
1830 | 77 | 3 | 18 | 6 | 0 | 0 | 0 | 0 | 1 | 0 | 0 | 1 | 0 | 0 | 0 | 0 | 0 | 0 | 0 | 3 | 18 | 3 | 17
1831 | 77 | 3 | 18 | 7 | 0 | 0 | 0 | 0 | 1 | 0 | 0 | 1 | 0 | 0 | 0 | 0 | 0 | 0 | 0 | 3 | 18 | 3 | 17
1832 | 77 | 3 | 18 | 8 | 0 | 0 | 0 | 0 | 1 | 0 | 0 | 1 | 0 | 0 | 0 | 0 | 0 | 0 | 0 | 3 | 18 | 3 | 17
1833 | 77 | 3 | 18 | 9 | 0 | 0 | 0 | 0 | 1 | 0 | 0 | 1 | 0 | 0 | 0 | 0 | 0 | 0 | 0 | 3 | 18 | 3 | 17
1834 | 77 | 3 | 18 | 10 | 0 | 0 | 0 | 0 | 1 | 0 | 0 | 1 | 0 | 0 | 0 | 0 | 0 | 0 | 0 | 3 | 18 | 3 | 17
1835 | 77 | 3 | 18 | 11 | 0 | 0 | 0 | 0 | 1 | 0 | 0 | 1 | 0 | 0 | 0 | 0 | 0 | 0 | 0 | 3 | 18 | 3 | 17
1836 | 77 | 3 | 18 | 12 | 0 | 0 | 0 | 0 | 1 | 0 | 0 | 1 | 0 | 0 | 0 | 0 | 0 | 0 | 0 | 3 | 18 | 3 | 17
1837 | 77 | 3 | 18 | 13 | 0 | 0 | 0 | 0 | 1 | 0 | 0 | 1 | 0 | 0 | 0 | 0 | 0 | 0 | 0 | 3 | 18 | 3 | 17
1838 | 77 | 3 | 18 | 14 | 0 | 0 | 0 | 0 | 1 | 0 | 0 | 1 | 0 | 0 | 0 | 0 | 0 | 0 | 0 | 3 | 18 | 3 | 17
1839 | 77 | 3 | 18 | 15 | 0 | 0 | 0 | 0 | 1 | 0 | 0 | 1 | 0 | 0 | 0 | 0 | 0 | 0 | 0 | 3 | 18 | 3 | 17
1840 | 77 | 3 | 18 | 16 | 0 | 0 | 0 | 0 | 1 | 0 | 0 | 1 | 0 | 0 | 0 | 0 | 0 | 0 | 0 | 3 | 18 | 3 | 17
1841 | 77 | 3 | 18 | 17 | 0 | 0 | 0 | 0 | 1 | 0 | 0 | 1 | 0 | 0 | 0 | 0 | 0 | 0 | 0 | 3 | 18 | 3 | 17
1842 | 77 | 3 | 18 | 18 | 0 | 0 | 0 | 0 | 1 | 0 | 0 | 1 | 0 | 0 | 0 | 0 | 0 | 0 | 0 | 3 | 18 | 3 | 17
1843 | 77 | 3 | 18 | 19 | 0 | 0 | 0 | 0 | 1 | 0 | 0 | 1 | 0 | 0 | 0 | 0 | 0 | 0 | 0 | 3 | 18 | 3 | 17
1844 | 77 | 3 | 18 | 20 | 0 | 0 | 0 | 0 | 1 | 0 | 0 | 1 | 0 | 0 | 0 | 0 | 0 | 0 | 0 | 3 | 18 | 3 | 17
1845 | 77 | 3 | 18 | 21 | 0 | 0 | 0 | 0 | 1 | 0 | 0 | 1 | 0 | 0 | 0 | 0 | 0 | 0 | 0 | 3 | 18 | 3 | 17
1846 | 77 | 3 | 18 | 22 | 0 | 0 | 0 | 0 | 1 | 0 | 0 | 1 | 0 | 0 | 0 | 0 | 0 | 0 | 0 | 3 | 18 | 3 | 17
1847 | 77 | 3 | 18 | 23 | 0 | 0 | 0 | 0 | 1 | 0 | 0 | 1 | 0 | 0 | 0 | 0 | 0 | 0 | 0 | 3 | 18 | 3 | 17
1848 | 77 | 3 | 18 | 24 | 0 | 0 | 0 | 0 | 1 | 0 | 0 | 1 | 0 | 0 | 0 | 0 | 0 | 0 | 0 | 3 | 18 | 3 | 17
1849 | 78 | 3 | 19 | 1 | 0 | 0 | 0 | 0 | 1 | 0 | 0 | 1 | 0 | 0 | 0 | 0 | 0 | 0 | 0 | 3 | 19 | 3 | 18
1850 | 78 | 3 | 19 | 2 | 0 | 0 | 0 | 0 | 1 | 0 | 0 | 1 | 0 | 0 | 0 | 0 | 0 | 0 | 0 | 3 | 19 | 3 | 18
1851 | 78 | 3 | 19 | 3 | 0 | 0 | 0 | 0 | 1 | 0 | 0 | 1 | 0 | 0 | 0 | 0 | 0 | 0 | 0 | 3 | 19 | 3 | 18
1852 | 78 | 3 | 19 | 4 | 0 | 0 | 0 | 0 | 1 | 0 | 0 | 1 | 0 | 0 | 0 | 0 | 0 | 0 | 0 | 3 | 19 | 3 | 18
1853 | 78 | 3 | 19 | 5 | 0 | 0 | 0 | 0 | 1 | 0 | 0 | 1 | 0 | 0 | 0 | 0 | 0 | 0 | 0 | 3 | 19 | 3 | 18
1854 | 78 | 3 | 19 | 6 | 0 | 0 | 0 | 0 | 1 | 0 | 0 | 1 | 0 | 0 | 0 | 0 | 0 | 0 | 0 | 3 | 19 | 3 | 18
1855 | 78 | 3 | 19 | 7 | 0 | 0 | 0 | 0 | 1 | 0 | 0 | 1 | 0 | 0 | 0 | 0 | 0 | 0 | 0 | 3 | 19 | 3 | 18
1856 | 78 | 3 | 19 | 8 | 0 | 0 | 0 | 0 | 1 | 0 | 0 | 1 | 0 | 0 | 0 | 0 | 0 | 0 | 0 | 3 | 19 | 3 | 18
1857 | 78 | 3 | 19 | 9 | 0 | 0 | 0 | 0 | 1 | 0 | 0 | 1 | 0 | 0 | 0 | 0 | 0 | 0 | 0 | 3 | 19 | 3 | 18
1858 | 78 | 3 | 19 | 10 | 0 | 0 | 0 | 0 | 1 | 0 | 0 | 1 | 0 | 0 | 0 | 0 | 0 | 0 | 0 | 3 | 19 | 3 | 18
1859 | 78 | 3 | 19 | 11 | 0 | 0 | 0 | 0 | 1 | 0 | 0 | 1 | 0 | 0 | 0 | 0 | 0 | 0 | 0 | 3 | 19 | 3 | 18
1860 | 78 | 3 | 19 | 12 | 0 | 0 | 0 | 0 | 1 | 0 | 0 | 1 | 0 | 0 | 0 | 0 | 0 | 0 | 0 | 3 | 19 | 3 | 18
1861 | 78 | 3 | 19 | 13 | 0 | 0 | 0 | 0 | 1 | 0 | 0 | 1 | 0 | 0 | 0 | 0 | 0 | 0 | 0 | 3 | 19 | 3 | 18
1862 | 78 | 3 | 19 | 14 | 0 | 0 | 0 | 0 | 1 | 0 | 0 | 1 | 0 | 0 | 0 | 0 | 0 | 0 | 0 | 3 | 19 | 3 | 18
1863 | 78 | 3 | 19 | 15 | 0 | 0 | 0 | 0 | 1 | 0 | 0 | 1 | 0 | 0 | 0 | 0 | 0 | 0 | 0 | 3 | 19 | 3 | 18
1864 | 78 | 3 | 19 | 16 | 0 | 0 | 0 | 0 | 1 | 0 | 0 | 1 | 0 | 0 | 0 | 0 | 0 | 0 | 0 | 3 | 19 | 3 | 18
1865 | 78 | 3 | 19 | 17 | 0 | 0 | 0 | 0 | 1 | 0 | 0 | 1 | 0 | 0 | 0 | 0 | 0 | 0 | 0 | 3 | 19 | 3 | 18
1866 | 78 | 3 | 19 | 18 | 0 | 0 | 0 | 0 | 1 | 0 | 0 | 1 | 0 | 0 | 0 | 0 | 0 | 0 | 0 | 3 | 19 | 3 | 18
1867 | 78 | 3 | 19 | 19 | 0 | 0 | 0 | 0 | 1 | 0 | 0 | 1 | 0 | 0 | 0 | 0 | 0 | 0 | 0 | 3 | 19 | 3 | 18
1868 | 78 | 3 | 19 | 20 | 0 | 0 | 0 | 0 | 1 | 0 | 0 | 1 | 0 | 0 | 0 | 0 | 0 | 0 | 0 | 3 | 19 | 3 | 18
1869 | 78 | 3 | 19 | 21 | 0 | 0 | 0 | 0 | 1 | 0 | 0 | 1 | 0 | 0 | 0 | 0 | 0 | 0 | 0 | 3 | 19 | 3 | 18
1870 | 78 | 3 | 19 | 22 | 0 | 0 | 0 | 0 | 1 | 0 | 0 | 1 | 0 | 0 | 0 | 0 | 0 | 0 | 0 | 3 | 19 | 3 | 18
1871 | 78 | 3 | 19 | 23 | 0 | 0 | 0 | 0 | 1 | 0 | 0 | 1 | 0 | 0 | 0 | 0 | 0 | 0 | 0 | 3 | 19 | 3 | 18
1872 | 78 | 3 | 19 | 24 | 0 | 0 | 0 | 0 | 1 | 0 | 0 | 1 | 0 | 0 | 0 | 0 | 0 | 0 | 0 | 3 | 19 | 3 | 18
1873 | 79 | 3 | 20 | 1 | 1 | 0 | 0 | 0 | 1 | 0 | 0 | 1 | 0 | 0 | 0 | 0 | 0 | 0 | 0 | 3 | 20 | 3 | 19
1874 | 79 | 3 | 20 | 2 | 1 | 0 | 0 | 0 | 1 | 0 | 0 | 1 | 0 | 0 | 0 | 0 | 0 | 0 | 0 | 3 | 20 | 3 | 19
1875 | 79 | 3 | 20 | 3 | 1 | 0 | 0 | 0 | 1 | 0 | 0 | 1 | 0 | 0 | 0 | 0 | 0 | 0 | 0 | 3 | 20 | 3 | 19
1876 | 79 | 3 | 20 | 4 | 1 | 0 | 0 | 0 | 1 | 0 | 0 | 1 | 0 | 0 | 0 | 0 | 0 | 0 | 0 | 3 | 20 | 3 | 19
1877 | 79 | 3 | 20 | 5 | 1 | 0 | 0 | 0 | 1 | 0 | 0 | 1 | 0 | 0 | 0 | 0 | 0 | 0 | 0 | 3 | 20 | 3 | 19
1878 | 79 | 3 | 20 | 6 | 1 | 0 | 0 | 0 | 1 | 0 | 0 | 1 | 0 | 0 | 0 | 0 | 0 | 0 | 0 | 3 | 20 | 3 | 19
1879 | 79 | 3 | 20 | 7 | 1 | 0 | 0 | 0 | 1 | 0 | 0 | 1 | 0 | 0 | 0 | 0 | 0 | 0 | 0 | 3 | 20 | 3 | 19
1880 | 79 | 3 | 20 | 8 | 1 | 0 | 0 | 0 | 1 | 0 | 0 | 1 | 0 | 0 | 0 | 0 | 0 | 0 | 0 | 3 | 20 | 3 | 19
1881 | 79 | 3 | 20 | 9 | 1 | 0 | 0 | 0 | 1 | 0 | 0 | 1 | 0 | 0 | 0 | 0 | 0 | 0 | 0 | 3 | 20 | 3 | 19
1882 | 79 | 3 | 20 | 10 | 1 | 0 | 0 | 0 | 1 | 0 | 0 | 1 | 0 | 0 | 0 | 0 | 0 | 0 | 0 | 3 | 20 | 3 | 19
1883 | 79 | 3 | 20 | 11 | 1 | 0 | 0 | 0 | 1 | 0 | 0 | 1 | 0 | 0 | 0 | 0 | 0 | 0 | 0 | 3 | 20 | 3 | 19
1884 | 79 | 3 | 20 | 12 | 1 | 0 | 0 | 0 | 1 | 0 | 0 | 1 | 0 | 0 | 0 | 0 | 0 | 0 | 0 | 3 | 20 | 3 | 19
1885 | 79 | 3 | 20 | 13 | 1 | 0 | 0 | 0 | 1 | 0 | 0 | 1 | 0 | 0 | 0 | 0 | 0 | 0 | 0 | 3 | 20 | 3 | 19
1886 | 79 | 3 | 20 | 14 | 1 | 0 | 0 | 0 | 1 | 0 | 0 | 1 | 0 | 0 | 0 | 0 | 0 | 0 | 0 | 3 | 20 | 3 | 19
1887 | 79 | 3 | 20 | 15 | 1 | 0 | 0 | 0 | 1 | 0 | 0 | 1 | 0 | 0 | 0 | 0 | 0 | 0 | 0 | 3 | 20 | 3 | 19
1888 | 79 | 3 | 20 | 16 | 1 | 0 | 0 | 0 | 1 | 0 | 0 | 1 | 0 | 0 | 0 | 0 | 0 | 0 | 0 | 3 | 20 | 3 | 19
1889 | 79 | 3 | 20 | 17 | 1 | 0 | 0 | 0 | 1 | 0 | 0 | 1 | 0 | 0 | 0 | 0 | 0 | 0 | 0 | 3 | 20 | 3 | 19
1890 | 79 | 3 | 20 | 18 | 1 | 0 | 0 | 0 | 1 | 0 | 0 | 1 | 0 | 0 | 0 | 0 | 0 | 0 | 0 | 3 | 20 | 3 | 19
1891 | 79 | 3 | 20 | 19 | 1 | 0 | 0 | 0 | 1 | 0 | 0 | 1 | 0 | 0 | 0 | 0 | 0 | 0 | 0 | 3 | 20 | 3 | 19
1892 | 79 | 3 | 20 | 20 | 1 | 0 | 0 | 0 | 1 | 0 | 0 | 1 | 0 | 0 | 0 | 0 | 0 | 0 | 0 | 3 | 20 | 3 | 19
1893 | 79 | 3 | 20 | 21 | 1 | 0 | 0 | 0 | 1 | 0 | 0 | 1 | 0 | 0 | 0 | 0 | 0 | 0 | 0 | 3 | 20 | 3 | 19
1894 | 79 | 3 | 20 | 22 | 1 | 0 | 0 | 0 | 1 | 0 | 0 | 1 | 0 | 0 | 0 | 0 | 0 | 0 | 0 | 3 | 20 | 3 | 19
1895 | 79 | 3 | 20 | 23 | 1 | 0 | 0 | 0 | 1 | 0 | 0 | 1 | 0 | 0 | 0 | 0 | 0 | 0 | 0 | 3 | 20 | 3 | 19
1896 | 79 | 3 | 20 | 24 | 1 | 0 | 0 | 0 | 1 | 0 | 0 | 1 | 0 | 0 | 0 | 0 | 0 | 0 | 0 | 3 | 20 | 3 | 19
1897 | 80 | 3 | 21 | 1 | 1 | 0 | 0 | 0 | 1 | 0 | 0 | 1 | 0 | 0 | 0 | 0 | 0 | 0 | 0 | 3 | 21 | 3 | 20
1898 | 80 | 3 | 21 | 2 | 1 | 0 | 0 | 0 | 1 | 0 | 0 | 1 | 0 | 0 | 0 | 0 | 0 | 0 | 0 | 3 | 21 | 3 | 20
1899 | 80 | 3 | 21 | 3 | 1 | 0 | 0 | 0 | 1 | 0 | 0 | 1 | 0 | 0 | 0 | 0 | 0 | 0 | 0 | 3 | 21 | 3 | 20
1900 | 80 | 3 | 21 | 4 | 1 | 0 | 0 | 0 | 1 | 0 | 0 | 1 | 0 | 0 | 0 | 0 | 0 | 0 | 0 | 3 | 21 | 3 | 20
1901 | 80 | 3 | 21 | 5 | 1 | 0 | 0 | 0 | 1 | 0 | 0 | 1 | 0 | 0 | 0 | 0 | 0 | 0 | 0 | 3 | 21 | 3 | 20
1902 | 80 | 3 | 21 | 6 | 1 | 0 | 0 | 0 | 1 | 0 | 0 | 1 | 0 | 0 | 0 | 0 | 0 | 0 | 0 | 3 | 21 | 3 | 20
1903 | 80 | 3 | 21 | 7 | 1 | 0 | 0 | 0 | 1 | 0 | 0 | 1 | 0 | 0 | 0 | 0 | 0 | 0 | 0 | 3 | 21 | 3 | 20
1904 | 80 | 3 | 21 | 8 | 1 | 0 | 0 | 0 | 1 | 0 | 0 | 1 | 0 | 0 | 0 | 0 | 0 | 0 | 0 | 3 | 21 | 3 | 20
1905 | 80 | 3 | 21 | 9 | 1 | 0 | 0 | 0 | 1 | 0 | 0 | 1 | 0 | 0 | 0 | 0 | 0 | 0 | 0 | 3 | 21 | 3 | 20
1906 | 80 | 3 | 21 | 10 | 1 | 0 | 0 | 0 | 1 | 0 | 0 | 1 | 0 | 0 | 0 | 0 | 0 | 0 | 0 | 3 | 21 | 3 | 20
1907 | 80 | 3 | 21 | 11 | 1 | 0 | 0 | 0 | 1 | 0 | 0 | 1 | 0 | 0 | 0 | 0 | 0 | 0 | 0 | 3 | 21 | 3 | 20
1908 | 80 | 3 | 21 | 12 | 1 | 0 | 0 | 0 | 1 | 0 | 0 | 1 | 0 | 0 | 0 | 0 | 0 | 0 | 0 | 3 | 21 | 3 | 20
1909 | 80 | 3 | 21 | 13 | 1 | 0 | 0 | 0 | 1 | 0 | 0 | 1 | 0 | 0 | 0 | 0 | 0 | 0 | 0 | 3 | 21 | 3 | 20
1910 | 80 | 3 | 21 | 14 | 1 | 0 | 0 | 0 | 1 | 0 | 0 | 1 | 0 | 0 | 0 | 0 | 0 | 0 | 0 | 3 | 21 | 3 | 20
1911 | 80 | 3 | 21 | 15 | 1 | 0 | 0 | 0 | 1 | 0 | 0 | 1 | 0 | 0 | 0 | 0 | 0 | 0 | 0 | 3 | 21 | 3 | 20
1912 | 80 | 3 | 21 | 16 | 1 | 0 | 0 | 0 | 1 | 0 | 0 | 1 | 0 | 0 | 0 | 0 | 0 | 0 | 0 | 3 | 21 | 3 | 20
1913 | 80 | 3 | 21 | 17 | 1 | 0 | 0 | 0 | 1 | 0 | 0 | 1 | 0 | 0 | 0 | 0 | 0 | 0 | 0 | 3 | 21 | 3 | 20
1914 | 80 | 3 | 21 | 18 | 1 | 0 | 0 | 0 | 1 | 0 | 0 | 1 | 0 | 0 | 0 | 0 | 0 | 0 | 0 | 3 | 21 | 3 | 20
1915 | 80 | 3 | 21 | 19 | 1 | 0 | 0 | 0 | 1 | 0 | 0 | 1 | 0 | 0 | 0 | 0 | 0 | 0 | 0 | 3 | 21 | 3 | 20
1916 | 80 | 3 | 21 | 20 | 1 | 0 | 0 | 0 | 1 | 0 | 0 | 1 | 0 | 0 | 0 | 0 | 0 | 0 | 0 | 3 | 21 | 3 | 20
1917 | 80 | 3 | 21 | 21 | 1 | 0 | 0 | 0 | 1 | 0 | 0 | 1 | 0 | 0 | 0 | 0 | 0 | 0 | 0 | 3 | 21 | 3 | 20
1918 | 80 | 3 | 21 | 22 | 1 | 0 | 0 | 0 | 1 | 0 | 0 | 1 | 0 | 0 | 0 | 0 | 0 | 0 | 0 | 3 | 21 | 3 | 20
1919 | 80 | 3 | 21 | 23 | 1 | 0 | 0 | 0 | 1 | 0 | 0 | 1 | 0 | 0 | 0 | 0 | 0 | 0 | 0 | 3 | 21 | 3 | 20
1920 | 80 | 3 | 21 | 24 | 1 | 0 | 0 | 0 | 1 | 0 | 0 | 1 | 0 | 0 | 0 | 0 | 0 | 0 | 0 | 3 | 21 | 3 | 20
1921 | 81 | 3 | 22 | 1 | 1 | 0 | 0 | 0 | 1 | 0 | 0 | 1 | 0 | 0 | 0 | 0 | 0 | 0 | 0 | 3 | 22 | 3 | 21
1922 | 81 | 3 | 22 | 2 | 1 | 0 | 0 | 0 | 1 | 0 | 0 | 1 | 0 | 0 | 0 | 0 | 0 | 0 | 0 | 3 | 22 | 3 | 21
1923 | 81 | 3 | 22 | 3 | 1 | 0 | 0 | 0 | 1 | 0 | 0 | 1 | 0 | 0 | 0 | 0 | 0 | 0 | 0 | 3 | 22 | 3 | 21
1924 | 81 | 3 | 22 | 4 | 1 | 0 | 0 | 0 | 1 | 0 | 0 | 1 | 0 | 0 | 0 | 0 | 0 | 0 | 0 | 3 | 22 | 3 | 21
1925 | 81 | 3 | 22 | 5 | 1 | 0 | 0 | 0 | 1 | 0 | 0 | 1 | 0 | 0 | 0 | 0 | 0 | 0 | 0 | 3 | 22 | 3 | 21
1926 | 81 | 3 | 22 | 6 | 1 | 0 | 0 | 0 | 1 | 0 | 0 | 1 | 0 | 0 | 0 | 0 | 0 | 0 | 0 | 3 | 22 | 3 | 21
1927 | 81 | 3 | 22 | 7 | 1 | 0 | 0 | 0 | 1 | 0 | 0 | 1 | 0 | 0 | 0 | 0 | 0 | 0 | 0 | 3 | 22 | 3 | 21
1928 | 81 | 3 | 22 | 8 | 1 | 0 | 0 | 0 | 1 | 0 | 0 | 1 | 0 | 0 | 0 | 0 | 0 | 0 | 0 | 3 | 22 | 3 | 21
1929 | 81 | 3 | 22 | 9 | 1 | 0 | 0 | 0 | 1 | 0 | 0 | 1 | 0 | 0 | 0 | 0 | 0 | 0 | 0 | 3 | 22 | 3 | 21
1930 | 81 | 3 | 22 | 10 | 1 | 0 | 0 | 0 | 1 | 0 | 0 | 1 | 0 | 0 | 0 | 0 | 0 | 0 | 0 | 3 | 22 | 3 | 21
1931 | 81 | 3 | 22 | 11 | 1 | 0 | 0 | 0 | 1 | 0 | 0 | 1 | 0 | 0 | 0 | 0 | 0 | 0 | 0 | 3 | 22 | 3 | 21
1932 | 81 | 3 | 22 | 12 | 1 | 0 | 0 | 0 | 1 | 0 | 0 | 1 | 0 | 0 | 0 | 0 | 0 | 0 | 0 | 3 | 22 | 3 | 21
1933 | 81 | 3 | 22 | 13 | 1 | 0 | 0 | 0 | 1 | 0 | 0 | 1 | 0 | 0 | 0 | 0 | 0 | 0 | 0 | 3 | 22 | 3 | 21
1934 | 81 | 3 | 22 | 14 | 1 | 0 | 0 | 0 | 1 | 0 | 0 | 1 | 0 | 0 | 0 | 0 | 0 | 0 | 0 | 3 | 22 | 3 | 21
1935 | 81 | 3 | 22 | 15 | 1 | 0 | 0 | 0 | 1 | 0 | 0 | 1 | 0 | 0 | 0 | 0 | 0 | 0 | 0 | 3 | 22 | 3 | 21
1936 | 81 | 3 | 22 | 16 | 1 | 0 | 0 | 0 | 1 | 0 | 0 | 1 | 0 | 0 | 0 | 0 | 0 | 0 | 0 | 3 | 22 | 3 | 21
1937 | 81 | 3 | 22 | 17 | 1 | 0 | 0 | 0 | 1 | 0 | 0 | 1 | 0 | 0 | 0 | 0 | 0 | 0 | 0 | 3 | 22 | 3 | 21
1938 | 81 | 3 | 22 | 18 | 1 | 0 | 0 | 0 | 1 | 0 | 0 | 1 | 0 | 0 | 0 | 0 | 0 | 0 | 0 | 3 | 22 | 3 | 21
1939 | 81 | 3 | 22 | 19 | 1 | 0 | 0 | 0 | 1 | 0 | 0 | 1 | 0 | 0 | 0 | 0 | 0 | 0 | 0 | 3 | 22 | 3 | 21
1940 | 81 | 3 | 22 | 20 | 1 | 0 | 0 | 0 | 1 | 0 | 0 | 1 | 0 | 0 | 0 | 0 | 0 | 0 | 0 | 3 | 22 | 3 | 21
1941 | 81 | 3 | 22 | 21 | 1 | 0 | 0 | 0 | 1 | 0 | 0 | 1 | 0 | 0 | 0 | 0 | 0 | 0 | 0 | 3 | 22 | 3 | 21
1942 | 81 | 3 | 22 | 22 | 1 | 0 | 0 | 0 | 1 | 0 | 0 | 1 | 0 | 0 | 0 | 0 | 0 | 0 | 0 | 3 | 22 | 3 | 21
1943 | 81 | 3 | 22 | 23 | 1 | 0 | 0 | 0 | 1 | 0 | 0 | 1 | 0 | 0 | 0 | 0 | 0 | 0 | 0 | 3 | 22 | 3 | 21
1944 | 81 | 3 | 22 | 24 | 1 | 0 | 0 | 0 | 1 | 0 | 0 | 1 | 0 | 0 | 0 | 0 | 0 | 0 | 0 | 3 | 22 | 3 | 21
1945 | 82 | 3 | 23 | 1 | 1 | 0 | 0 | 0 | 1 | 0 | 0 | 1 | 0 | 0 | 0 | 0 | 0 | 0 | 0 | 3 | 23 | 3 | 22
1946 | 82 | 3 | 23 | 2 | 1 | 0 | 0 | 0 | 1 | 0 | 0 | 1 | 0 | 0 | 0 | 0 | 0 | 0 | 0 | 3 | 23 | 3 | 22
1947 | 82 | 3 | 23 | 3 | 1 | 0 | 0 | 0 | 1 | 0 | 0 | 1 | 0 | 0 | 0 | 0 | 0 | 0 | 0 | 3 | 23 | 3 | 22
1948 | 82 | 3 | 23 | 4 | 1 | 0 | 0 | 0 | 1 | 0 | 0 | 1 | 0 | 0 | 0 | 0 | 0 | 0 | 0 | 3 | 23 | 3 | 22
1949 | 82 | 3 | 23 | 5 | 1 | 0 | 0 | 0 | 1 | 0 | 0 | 1 | 0 | 0 | 0 | 0 | 0 | 0 | 0 | 3 | 23 | 3 | 22
1950 | 82 | 3 | 23 | 6 | 1 | 0 | 0 | 0 | 1 | 0 | 0 | 1 | 0 | 0 | 0 | 0 | 0 | 0 | 0 | 3 | 23 | 3 | 22
1951 | 82 | 3 | 23 | 7 | 1 | 0 | 0 | 0 | 1 | 0 | 0 | 1 | 0 | 0 | 0 | 0 | 0 | 0 | 0 | 3 | 23 | 3 | 22
1952 | 82 | 3 | 23 | 8 | 1 | 0 | 0 | 0 | 1 | 0 | 0 | 1 | 0 | 0 | 0 | 0 | 0 | 0 | 0 | 3 | 23 | 3 | 22
1953 | 82 | 3 | 23 | 9 | 1 | 0 | 0 | 0 | 1 | 0 | 0 | 1 | 0 | 0 | 0 | 0 | 0 | 0 | 0 | 3 | 23 | 3 | 22
1954 | 82 | 3 | 23 | 10 | 1 | 0 | 0 | 0 | 1 | 0 | 0 | 1 | 0 | 0 | 0 | 0 | 0 | 0 | 0 | 3 | 23 | 3 | 22
1955 | 82 | 3 | 23 | 11 | 1 | 0 | 0 | 0 | 1 | 0 | 0 | 1 | 0 | 0 | 0 | 0 | 0 | 0 | 0 | 3 | 23 | 3 | 22
1956 | 82 | 3 | 23 | 12 | 1 | 0 | 0 | 0 | 1 | 0 | 0 | 1 | 0 | 0 | 0 | 0 | 0 | 0 | 0 | 3 | 23 | 3 | 22
1957 | 82 | 3 | 23 | 13 | 1 | 0 | 0 | 0 | 1 | 0 | 0 | 1 | 0 | 0 | 0 | 0 | 0 | 0 | 0 | 3 | 23 | 3 | 22
1958 | 82 | 3 | 23 | 14 | 1 | 0 | 0 | 0 | 1 | 0 | 0 | 1 | 0 | 0 | 0 | 0 | 0 | 0 | 0 | 3 | 23 | 3 | 22
1959 | 82 | 3 | 23 | 15 | 1 | 0 | 0 | 0 | 1 | 0 | 0 | 1 | 0 | 0 | 0 | 0 | 0 | 0 | 0 | 3 | 23 | 3 | 22
1960 | 82 | 3 | 23 | 16 | 1 | 0 | 0 | 0 | 1 | 0 | 0 | 1 | 0 | 0 | 0 | 0 | 0 | 0 | 0 | 3 | 23 | 3 | 22
1961 | 82 | 3 | 23 | 17 | 1 | 0 | 0 | 0 | 1 | 0 | 0 | 1 | 0 | 0 | 0 | 0 | 0 | 0 | 0 | 3 | 23 | 3 | 22
1962 | 82 | 3 | 23 | 18 | 1 | 0 | 0 | 0 | 1 | 0 | 0 | 1 | 0 | 0 | 0 | 0 | 0 | 0 | 0 | 3 | 23 | 3 | 22
1963 | 82 | 3 | 23 | 19 | 1 | 0 | 0 | 0 | 1 | 0 | 0 | 1 | 0 | 0 | 0 | 0 | 0 | 0 | 0 | 3 | 23 | 3 | 22
1964 | 82 | 3 | 23 | 20 | 1 | 0 | 0 | 0 | 1 | 0 | 0 | 1 | 0 | 0 | 0 | 0 | 0 | 0 | 0 | 3 | 23 | 3 | 22
1965 | 82 | 3 | 23 | 21 | 1 | 0 | 0 | 0 | 1 | 0 | 0 | 1 | 0 | 0 | 0 | 0 | 0 | 0 | 0 | 3 | 23 | 3 | 22
1966 | 82 | 3 | 23 | 22 | 1 | 0 | 0 | 0 | 1 | 0 | 0 | 1 | 0 | 0 | 0 | 0 | 0 | 0 | 0 | 3 | 23 | 3 | 22
1967 | 82 | 3 | 23 | 23 | 1 | 0 | 0 | 0 | 1 | 0 | 0 | 1 | 0 | 0 | 0 | 0 | 0 | 0 | 0 | 3 | 23 | 3 | 22
1968 | 82 | 3 | 23 | 24 | 1 | 0 | 0 | 0 | 1 | 0 | 0 | 1 | 0 | 0 | 0 | 0 | 0 | 0 | 0 | 3 | 23 | 3 | 22
1969 | 83 | 3 | 24 | 1 | 1 | 0 | 0 | 0 | 1 | 0 | 0 | 1 | 0 | 0 | 0 | 0 | 0 | 0 | 0 | 3 | 24 | 3 | 23
1970 | 83 | 3 | 24 | 2 | 1 | 0 | 0 | 0 | 1 | 0 | 0 | 1 | 0 | 0 | 0 | 0 | 0 | 0 | 0 | 3 | 24 | 3 | 23
1971 | 83 | 3 | 24 | 3 | 1 | 0 | 0 | 0 | 1 | 0 | 0 | 1 | 0 | 0 | 0 | 0 | 0 | 0 | 0 | 3 | 24 | 3 | 23
1972 | 83 | 3 | 24 | 4 | 1 | 0 | 0 | 0 | 1 | 0 | 0 | 1 | 0 | 0 | 0 | 0 | 0 | 0 | 0 | 3 | 24 | 3 | 23
1973 | 83 | 3 | 24 | 5 | 1 | 0 | 0 | 0 | 1 | 0 | 0 | 1 | 0 | 0 | 0 | 0 | 0 | 0 | 0 | 3 | 24 | 3 | 23
1974 | 83 | 3 | 24 | 6 | 1 | 0 | 0 | 0 | 1 | 0 | 0 | 1 | 0 | 0 | 0 | 0 | 0 | 0 | 0 | 3 | 24 | 3 | 23
1975 | 83 | 3 | 24 | 7 | 1 | 0 | 0 | 0 | 1 | 0 | 0 | 1 | 0 | 0 | 0 | 0 | 0 | 0 | 0 | 3 | 24 | 3 | 23
1976 | 83 | 3 | 24 | 8 | 1 | 0 | 0 | 0 | 1 | 0 | 0 | 1 | 0 | 0 | 0 | 0 | 0 | 0 | 0 | 3 | 24 | 3 | 23
1977 | 83 | 3 | 24 | 9 | 1 | 0 | 0 | 0 | 1 | 0 | 0 | 1 | 0 | 0 | 0 | 0 | 0 | 0 | 0 | 3 | 24 | 3 | 23
1978 | 83 | 3 | 24 | 10 | 1 | 0 | 0 | 0 | 1 | 0 | 0 | 1 | 0 | 0 | 0 | 0 | 0 | 0 | 0 | 3 | 24 | 3 | 23
1979 | 83 | 3 | 24 | 11 | 1 | 0 | 0 | 0 | 1 | 0 | 0 | 1 | 0 | 0 | 0 | 0 | 0 | 0 | 0 | 3 | 24 | 3 | 23
1980 | 83 | 3 | 24 | 12 | 1 | 0 | 0 | 0 | 1 | 0 | 0 | 1 | 0 | 0 | 0 | 0 | 0 | 0 | 0 | 3 | 24 | 3 | 23
1981 | 83 | 3 | 24 | 13 | 1 | 0 | 0 | 0 | 1 | 0 | 0 | 1 | 0 | 0 | 0 | 0 | 0 | 0 | 0 | 3 | 24 | 3 | 23
1982 | 83 | 3 | 24 | 14 | 1 | 0 | 0 | 0 | 1 | 0 | 0 | 1 | 0 | 0 | 0 | 0 | 0 | 0 | 0 | 3 | 24 | 3 | 23
1983 | 83 | 3 | 24 | 15 | 1 | 0 | 0 | 0 | 1 | 0 | 0 | 1 | 0 | 0 | 0 | 0 | 0 | 0 | 0 | 3 | 24 | 3 | 23
1984 | 83 | 3 | 24 | 16 | 1 | 0 | 0 | 0 | 1 | 0 | 0 | 1 | 0 | 0 | 0 | 0 | 0 | 0 | 0 | 3 | 24 | 3 | 23
1985 | 83 | 3 | 24 | 17 | 1 | 0 | 0 | 0 | 1 | 0 | 0 | 1 | 0 | 0 | 0 | 0 | 0 | 0 | 0 | 3 | 24 | 3 | 23
1986 | 83 | 3 | 24 | 18 | 1 | 0 | 0 | 0 | 1 | 0 | 0 | 1 | 0 | 0 | 0 | 0 | 0 | 0 | 0 | 3 | 24 | 3 | 23
1987 | 83 | 3 | 24 | 19 | 1 | 0 | 0 | 0 | 1 | 0 | 0 | 1 | 0 | 0 | 0 | 0 | 0 | 0 | 0 | 3 | 24 | 3 | 23
1988 | 83 | 3 | 24 | 20 | 1 | 0 | 0 | 0 | 1 | 0 | 0 | 1 | 0 | 0 | 0 | 0 | 0 | 0 | 0 | 3 | 24 | 3 | 23
1989 | 83 | 3 | 24 | 21 | 1 | 0 | 0 | 0 | 1 | 0 | 0 | 1 | 0 | 0 | 0 | 0 | 0 | 0 | 0 | 3 | 24 | 3 | 23
1990 | 83 | 3 | 24 | 22 | 1 | 0 | 0 | 0 | 1 | 0 | 0 | 1 | 0 | 0 | 0 | 0 | 0 | 0 | 0 | 3 | 24 | 3 | 23
1991 | 83 | 3 | 24 | 23 | 1 | 0 | 0 | 0 | 1 | 0 | 0 | 1 | 0 | 0 | 0 | 0 | 0 | 0 | 0 | 3 | 24 | 3 | 23
1992 | 83 | 3 | 24 | 24 | 1 | 0 | 0 | 0 | 1 | 0 | 0 | 1 | 0 | 0 | 0 | 0 | 0 | 0 | 0 | 3 | 24 | 3 | 23
1993 | 84 | 3 | 25 | 1 | 0 | 0 | 0 | 0 | 1 | 0 | 0 | 1 | 0 | 0 | 0 | 0 | 0 | 0 | 0 | 3 | 25 | 3 | 24
1994 | 84 | 3 | 25 | 2 | 0 | 0 | 0 | 0 | 1 | 0 | 0 | 1 | 0 | 0 | 0 | 0 | 0 | 0 | 0 | 3 | 25 | 3 | 24
1995 | 84 | 3 | 25 | 3 | 0 | 0 | 0 | 0 | 1 | 0 | 0 | 1 | 0 | 0 | 0 | 0 | 0 | 0 | 0 | 3 | 25 | 3 | 24
1996 | 84 | 3 | 25 | 4 | 0 | 0 | 0 | 0 | 1 | 0 | 0 | 1 | 0 | 0 | 0 | 0 | 0 | 0 | 0 | 3 | 25 | 3 | 24
1997 | 84 | 3 | 25 | 5 | 0 | 0 | 0 | 0 | 1 | 0 | 0 | 1 | 0 | 0 | 0 | 0 | 0 | 0 | 0 | 3 | 25 | 3 | 24
1998 | 84 | 3 | 25 | 6 | 0 | 0 | 0 | 0 | 1 | 0 | 0 | 1 | 0 | 0 | 0 | 0 | 0 | 0 | 0 | 3 | 25 | 3 | 24
1999 | 84 | 3 | 25 | 7 | 0 | 0 | 0 | 0 | 1 | 0 | 0 | 1 | 0 | 0 | 0 | 0 | 0 | 0 | 0 | 3 | 25 | 3 | 24
2000 | 84 | 3 | 25 | 8 | 0 | 0 | 0 | 0 | 1 | 0 | 0 | 1 | 0 | 0 | 0 | 0 | 0 | 0 | 0 | 3 | 25 | 3 | 24
2001 | 84 | 3 | 25 | 9 | 0 | 0 | 0 | 0 | 1 | 0 | 0 | 1 | 0 | 0 | 0 | 0 | 0 | 0 | 0 | 3 | 25 | 3 | 24
2002 | 84 | 3 | 25 | 10 | 0 | 0 | 0 | 0 | 1 | 0 | 0 | 1 | 0 | 0 | 0 | 0 | 0 | 0 | 0 | 3 | 25 | 3 | 24
2003 | 84 | 3 | 25 | 11 | 0 | 0 | 0 | 0 | 1 | 0 | 0 | 1 | 0 | 0 | 0 | 0 | 0 | 0 | 0 | 3 | 25 | 3 | 24
2004 | 84 | 3 | 25 | 12 | 0 | 0 | 0 | 0 | 1 | 0 | 0 | 1 | 0 | 0 | 0 | 0 | 0 | 0 | 0 | 3 | 25 | 3 | 24
2005 | 84 | 3 | 25 | 13 | 0 | 0 | 0 | 0 | 1 | 0 | 0 | 1 | 0 | 0 | 0 | 0 | 0 | 0 | 0 | 3 | 25 | 3 | 24
2006 | 84 | 3 | 25 | 14 | 0 | 0 | 0 | 0 | 1 | 0 | 0 | 1 | 0 | 0 | 0 | 0 | 0 | 0 | 0 | 3 | 25 | 3 | 24
2007 | 84 | 3 | 25 | 15 | 0 | 0 | 0 | 0 | 1 | 0 | 0 | 1 | 0 | 0 | 0 | 0 | 0 | 0 | 0 | 3 | 25 | 3 | 24
2008 | 84 | 3 | 25 | 16 | 0 | 0 | 0 | 0 | 1 | 0 | 0 | 1 | 0 | 0 | 0 | 0 | 0 | 0 | 0 | 3 | 25 | 3 | 24
2009 | 84 | 3 | 25 | 17 | 0 | 0 | 0 | 0 | 1 | 0 | 0 | 1 | 0 | 0 | 0 | 0 | 0 | 0 | 0 | 3 | 25 | 3 | 24
2010 | 84 | 3 | 25 | 18 | 0 | 0 | 0 | 0 | 1 | 0 | 0 | 1 | 0 | 0 | 0 | 0 | 0 | 0 | 0 | 3 | 25 | 3 | 24
2011 | 84 | 3 | 25 | 19 | 0 | 0 | 0 | 0 | 1 | 0 | 0 | 1 | 0 | 0 | 0 | 0 | 0 | 0 | 0 | 3 | 25 | 3 | 24
2012 | 84 | 3 | 25 | 20 | 0 | 0 | 0 | 0 | 1 | 0 | 0 | 1 | 0 | 0 | 0 | 0 | 0 | 0 | 0 | 3 | 25 | 3 | 24
2013 | 84 | 3 | 25 | 21 | 0 | 0 | 0 | 0 | 1 | 0 | 0 | 1 | 0 | 0 | 0 | 0 | 0 | 0 | 0 | 3 | 25 | 3 | 24
2014 | 84 | 3 | 25 | 22 | 0 | 0 | 0 | 0 | 1 | 0 | 0 | 1 | 0 | 0 | 0 | 0 | 0 | 0 | 0 | 3 | 25 | 3 | 24
2015 | 84 | 3 | 25 | 23 | 0 | 0 | 0 | 0 | 1 | 0 | 0 | 1 | 0 | 0 | 0 | 0 | 0 | 0 | 0 | 3 | 25 | 3 | 24
2016 | 84 | 3 | 25 | 24 | 0 | 0 | 0 | 0 | 1 | 0 | 0 | 1 | 0 | 0 | 0 | 0 | 0 | 0 | 0 | 3 | 25 | 3 | 24
2017 | 85 | 3 | 26 | 1 | 0 | 0 | 0 | 0 | 1 | 0 | 0 | 1 | 0 | 0 | 0 | 0 | 0 | 0 | 0 | 3 | 26 | 3 | 25
2018 | 85 | 3 | 26 | 2 | 0 | 0 | 0 | 0 | 1 | 0 | 0 | 1 | 0 | 0 | 0 | 0 | 0 | 0 | 0 | 3 | 26 | 3 | 25
2019 | 85 | 3 | 26 | 3 | 0 | 0 | 0 | 0 | 1 | 0 | 0 | 1 | 0 | 0 | 0 | 0 | 0 | 0 | 0 | 3 | 26 | 3 | 25
2020 | 85 | 3 | 26 | 4 | 0 | 0 | 0 | 0 | 1 | 0 | 0 | 1 | 0 | 0 | 0 | 0 | 0 | 0 | 0 | 3 | 26 | 3 | 25
2021 | 85 | 3 | 26 | 5 | 0 | 0 | 0 | 0 | 1 | 0 | 0 | 1 | 0 | 0 | 0 | 0 | 0 | 0 | 0 | 3 | 26 | 3 | 25
2022 | 85 | 3 | 26 | 6 | 0 | 0 | 0 | 0 | 1 | 0 | 0 | 1 | 0 | 0 | 0 | 0 | 0 | 0 | 0 | 3 | 26 | 3 | 25
2023 | 85 | 3 | 26 | 7 | 0 | 0 | 0 | 0 | 1 | 0 | 0 | 1 | 0 | 0 | 0 | 0 | 0 | 0 | 0 | 3 | 26 | 3 | 25
2024 | 85 | 3 | 26 | 8 | 0 | 0 | 0 | 0 | 1 | 0 | 0 | 1 | 0 | 0 | 0 | 0 | 0 | 0 | 0 | 3 | 26 | 3 | 25
2025 | 85 | 3 | 26 | 9 | 0 | 0 | 0 | 0 | 1 | 0 | 0 | 1 | 0 | 0 | 0 | 0 | 0 | 0 | 0 | 3 | 26 | 3 | 25
2026 | 85 | 3 | 26 | 10 | 0 | 0 | 0 | 0 | 1 | 0 | 0 | 1 | 0 | 0 | 0 | 0 | 0 | 0 | 0 | 3 | 26 | 3 | 25
2027 | 85 | 3 | 26 | 11 | 0 | 0 | 0 | 0 | 1 | 0 | 0 | 1 | 0 | 0 | 0 | 0 | 0 | 0 | 0 | 3 | 26 | 3 | 25
2028 | 85 | 3 | 26 | 12 | 0 | 0 | 0 | 0 | 1 | 0 | 0 | 1 | 0 | 0 | 0 | 0 | 0 | 0 | 0 | 3 | 26 | 3 | 25
2029 | 85 | 3 | 26 | 13 | 0 | 0 | 0 | 0 | 1 | 0 | 0 | 1 | 0 | 0 | 0 | 0 | 0 | 0 | 0 | 3 | 26 | 3 | 25
2030 | 85 | 3 | 26 | 14 | 0 | 0 | 0 | 0 | 1 | 0 | 0 | 1 | 0 | 0 | 0 | 0 | 0 | 0 | 0 | 3 | 26 | 3 | 25
2031 | 85 | 3 | 26 | 15 | 0 | 0 | 0 | 0 | 1 | 0 | 0 | 1 | 0 | 0 | 0 | 0 | 0 | 0 | 0 | 3 | 26 | 3 | 25
2032 | 85 | 3 | 26 | 16 | 0 | 0 | 0 | 0 | 1 | 0 | 0 | 1 | 0 | 0 | 0 | 0 | 0 | 0 | 0 | 3 | 26 | 3 | 25
2033 | 85 | 3 | 26 | 17 | 0 | 0 | 0 | 0 | 1 | 0 | 0 | 1 | 0 | 0 | 0 | 0 | 0 | 0 | 0 | 3 | 26 | 3 | 25
2034 | 85 | 3 | 26 | 18 | 0 | 0 | 0 | 0 | 1 | 0 | 0 | 1 | 0 | 0 | 0 | 0 | 0 | 0 | 0 | 3 | 26 | 3 | 25
2035 | 85 | 3 | 26 | 19 | 0 | 0 | 0 | 0 | 1 | 0 | 0 | 1 | 0 | 0 | 0 | 0 | 0 | 0 | 0 | 3 | 26 | 3 | 25
2036 | 85 | 3 | 26 | 20 | 0 | 0 | 0 | 0 | 1 | 0 | 0 | 1 | 0 | 0 | 0 | 0 | 0 | 0 | 0 | 3 | 26 | 3 | 25
2037 | 85 | 3 | 26 | 21 | 0 | 0 | 0 | 0 | 1 | 0 | 0 | 1 | 0 | 0 | 0 | 0 | 0 | 0 | 0 | 3 | 26 | 3 | 25
2038 | 85 | 3 | 26 | 22 | 0 | 0 | 0 | 0 | 1 | 0 | 0 | 1 | 0 | 0 | 0 | 0 | 0 | 0 | 0 | 3 | 26 | 3 | 25
2039 | 85 | 3 | 26 | 23 | 0 | 0 | 0 | 0 | 1 | 0 | 0 | 1 | 0 | 0 | 0 | 0 | 0 | 0 | 0 | 3 | 26 | 3 | 25
2040 | 85 | 3 | 26 | 24 | 0 | 0 | 0 | 0 | 1 | 0 | 0 | 1 | 0 | 0 | 0 | 0 | 0 | 0 | 0 | 3 | 26 | 3 | 25
2041 | 86 | 3 | 27 | 1 | 1 | 0 | 0 | 0 | 1 | 0 | 0 | 1 | 0 | 0 | 0 | 0 | 0 | 0 | 0 | 3 | 27 | 3 | 26
2042 | 86 | 3 | 27 | 2 | 1 | 0 | 0 | 0 | 1 | 0 | 0 | 1 | 0 | 0 | 0 | 0 | 0 | 0 | 0 | 3 | 27 | 3 | 26
2043 | 86 | 3 | 27 | 3 | 1 | 0 | 0 | 0 | 1 | 0 | 0 | 1 | 0 | 0 | 0 | 0 | 0 | 0 | 0 | 3 | 27 | 3 | 26
2044 | 86 | 3 | 27 | 4 | 1 | 0 | 0 | 0 | 1 | 0 | 0 | 1 | 0 | 0 | 0 | 0 | 0 | 0 | 0 | 3 | 27 | 3 | 26
2045 | 86 | 3 | 27 | 5 | 1 | 0 | 0 | 0 | 1 | 0 | 0 | 1 | 0 | 0 | 0 | 0 | 0 | 0 | 0 | 3 | 27 | 3 | 26
2046 | 86 | 3 | 27 | 6 | 1 | 0 | 0 | 0 | 1 | 0 | 0 | 1 | 0 | 0 | 0 | 0 | 0 | 0 | 0 | 3 | 27 | 3 | 26
2047 | 86 | 3 | 27 | 7 | 1 | 0 | 0 | 0 | 1 | 0 | 0 | 1 | 0 | 0 | 0 | 0 | 0 | 0 | 0 | 3 | 27 | 3 | 26
2048 | 86 | 3 | 27 | 8 | 1 | 0 | 0 | 0 | 1 | 0 | 0 | 1 | 0 | 0 | 0 | 0 | 0 | 0 | 0 | 3 | 27 | 3 | 26
2049 | 86 | 3 | 27 | 9 | 1 | 0 | 0 | 0 | 1 | 0 | 0 | 1 | 0 | 0 | 0 | 0 | 0 | 0 | 0 | 3 | 27 | 3 | 26
2050 | 86 | 3 | 27 | 10 | 1 | 0 | 0 | 0 | 1 | 0 | 0 | 1 | 0 | 0 | 0 | 0 | 0 | 0 | 0 | 3 | 27 | 3 | 26
2051 | 86 | 3 | 27 | 11 | 1 | 0 | 0 | 0 | 1 | 0 | 0 | 1 | 0 | 0 | 0 | 0 | 0 | 0 | 0 | 3 | 27 | 3 | 26
2052 | 86 | 3 | 27 | 12 | 1 | 0 | 0 | 0 | 1 | 0 | 0 | 1 | 0 | 0 | 0 | 0 | 0 | 0 | 0 | 3 | 27 | 3 | 26
2053 | 86 | 3 | 27 | 13 | 1 | 0 | 0 | 0 | 1 | 0 | 0 | 1 | 0 | 0 | 0 | 0 | 0 | 0 | 0 | 3 | 27 | 3 | 26
2054 | 86 | 3 | 27 | 14 | 1 | 0 | 0 | 0 | 1 | 0 | 0 | 1 | 0 | 0 | 0 | 0 | 0 | 0 | 0 | 3 | 27 | 3 | 26
2055 | 86 | 3 | 27 | 15 | 1 | 0 | 0 | 0 | 1 | 0 | 0 | 1 | 0 | 0 | 0 | 0 | 0 | 0 | 0 | 3 | 27 | 3 | 26
2056 | 86 | 3 | 27 | 16 | 1 | 0 | 0 | 0 | 1 | 0 | 0 | 1 | 0 | 0 | 0 | 0 | 0 | 0 | 0 | 3 | 27 | 3 | 26
2057 | 86 | 3 | 27 | 17 | 1 | 0 | 0 | 0 | 1 | 0 | 0 | 1 | 0 | 0 | 0 | 0 | 0 | 0 | 0 | 3 | 27 | 3 | 26
2058 | 86 | 3 | 27 | 18 | 1 | 0 | 0 | 0 | 1 | 0 | 0 | 1 | 0 | 0 | 0 | 0 | 0 | 0 | 0 | 3 | 27 | 3 | 26
2059 | 86 | 3 | 27 | 19 | 1 | 0 | 0 | 0 | 1 | 0 | 0 | 1 | 0 | 0 | 0 | 0 | 0 | 0 | 0 | 3 | 27 | 3 | 26
2060 | 86 | 3 | 27 | 20 | 1 | 0 | 0 | 0 | 1 | 0 | 0 | 1 | 0 | 0 | 0 | 0 | 0 | 0 | 0 | 3 | 27 | 3 | 26
2061 | 86 | 3 | 27 | 21 | 1 | 0 | 0 | 0 | 1 | 0 | 0 | 1 | 0 | 0 | 0 | 0 | 0 | 0 | 0 | 3 | 27 | 3 | 26
2062 | 86 | 3 | 27 | 22 | 1 | 0 | 0 | 0 | 1 | 0 | 0 | 1 | 0 | 0 | 0 | 0 | 0 | 0 | 0 | 3 | 27 | 3 | 26
2063 | 86 | 3 | 27 | 23 | 1 | 0 | 0 | 0 | 1 | 0 | 0 | 1 | 0 | 0 | 0 | 0 | 0 | 0 | 0 | 3 | 27 | 3 | 26
2064 | 86 | 3 | 27 | 24 | 1 | 0 | 0 | 0 | 1 | 0 | 0 | 1 | 0 | 0 | 0 | 0 | 0 | 0 | 0 | 3 | 27 | 3 | 26
2065 | 87 | 3 | 28 | 1 | 1 | 0 | 0 | 0 | 1 | 0 | 0 | 1 | 0 | 0 | 0 | 0 | 0 | 0 | 0 | 3 | 28 | 3 | 27
2066 | 87 | 3 | 28 | 2 | 1 | 0 | 0 | 0 | 1 | 0 | 0 | 1 | 0 | 0 | 0 | 0 | 0 | 0 | 0 | 3 | 28 | 3 | 27
2067 | 87 | 3 | 28 | 3 | 1 | 0 | 0 | 0 | 1 | 0 | 0 | 1 | 0 | 0 | 0 | 0 | 0 | 0 | 0 | 3 | 28 | 3 | 27
2068 | 87 | 3 | 28 | 4 | 1 | 0 | 0 | 0 | 1 | 0 | 0 | 1 | 0 | 0 | 0 | 0 | 0 | 0 | 0 | 3 | 28 | 3 | 27
2069 | 87 | 3 | 28 | 5 | 1 | 0 | 0 | 0 | 1 | 0 | 0 | 1 | 0 | 0 | 0 | 0 | 0 | 0 | 0 | 3 | 28 | 3 | 27
2070 | 87 | 3 | 28 | 6 | 1 | 0 | 0 | 0 | 1 | 0 | 0 | 1 | 0 | 0 | 0 | 0 | 0 | 0 | 0 | 3 | 28 | 3 | 27
2071 | 87 | 3 | 28 | 7 | 1 | 0 | 0 | 0 | 1 | 0 | 0 | 1 | 0 | 0 | 0 | 0 | 0 | 0 | 0 | 3 | 28 | 3 | 27
2072 | 87 | 3 | 28 | 8 | 1 | 0 | 0 | 0 | 1 | 0 | 0 | 1 | 0 | 0 | 0 | 0 | 0 | 0 | 0 | 3 | 28 | 3 | 27
2073 | 87 | 3 | 28 | 9 | 1 | 0 | 0 | 0 | 1 | 0 | 0 | 1 | 0 | 0 | 0 | 0 | 0 | 0 | 0 | 3 | 28 | 3 | 27
2074 | 87 | 3 | 28 | 10 | 1 | 0 | 0 | 0 | 1 | 0 | 0 | 1 | 0 | 0 | 0 | 0 | 0 | 0 | 0 | 3 | 28 | 3 | 27
2075 | 87 | 3 | 28 | 11 | 1 | 0 | 0 | 0 | 1 | 0 | 0 | 1 | 0 | 0 | 0 | 0 | 0 | 0 | 0 | 3 | 28 | 3 | 27
2076 | 87 | 3 | 28 | 12 | 1 | 0 | 0 | 0 | 1 | 0 | 0 | 1 | 0 | 0 | 0 | 0 | 0 | 0 | 0 | 3 | 28 | 3 | 27
2077 | 87 | 3 | 28 | 13 | 1 | 0 | 0 | 0 | 1 | 0 | 0 | 1 | 0 | 0 | 0 | 0 | 0 | 0 | 0 | 3 | 28 | 3 | 27
2078 | 87 | 3 | 28 | 14 | 1 | 0 | 0 | 0 | 1 | 0 | 0 | 1 | 0 | 0 | 0 | 0 | 0 | 0 | 0 | 3 | 28 | 3 | 27
2079 | 87 | 3 | 28 | 15 | 1 | 0 | 0 | 0 | 1 | 0 | 0 | 1 | 0 | 0 | 0 | 0 | 0 | 0 | 0 | 3 | 28 | 3 | 27
2080 | 87 | 3 | 28 | 16 | 1 | 0 | 0 | 0 | 1 | 0 | 0 | 1 | 0 | 0 | 0 | 0 | 0 | 0 | 0 | 3 | 28 | 3 | 27
2081 | 87 | 3 | 28 | 17 | 1 | 0 | 0 | 0 | 1 | 0 | 0 | 1 | 0 | 0 | 0 | 0 | 0 | 0 | 0 | 3 | 28 | 3 | 27
2082 | 87 | 3 | 28 | 18 | 1 | 0 | 0 | 0 | 1 | 0 | 0 | 1 | 0 | 0 | 0 | 0 | 0 | 0 | 0 | 3 | 28 | 3 | 27
2083 | 87 | 3 | 28 | 19 | 1 | 0 | 0 | 0 | 1 | 0 | 0 | 1 | 0 | 0 | 0 | 0 | 0 | 0 | 0 | 3 | 28 | 3 | 27
2084 | 87 | 3 | 28 | 20 | 1 | 0 | 0 | 0 | 1 | 0 | 0 | 1 | 0 | 0 | 0 | 0 | 0 | 0 | 0 | 3 | 28 | 3 | 27
2085 | 87 | 3 | 28 | 21 | 1 | 0 | 0 | 0 | 1 | 0 | 0 | 1 | 0 | 0 | 0 | 0 | 0 | 0 | 0 | 3 | 28 | 3 | 27
2086 | 87 | 3 | 28 | 22 | 1 | 0 | 0 | 0 | 1 | 0 | 0 | 1 | 0 | 0 | 0 | 0 | 0 | 0 | 0 | 3 | 28 | 3 | 27
2087 | 87 | 3 | 28 | 23 | 1 | 0 | 0 | 0 | 1 | 0 | 0 | 1 | 0 | 0 | 0 | 0 | 0 | 0 | 0 | 3 | 28 | 3 | 27
2088 | 87 | 3 | 28 | 24 | 1 | 0 | 0 | 0 | 1 | 0 | 0 | 1 | 0 | 0 | 0 | 0 | 0 | 0 | 0 | 3 | 28 | 3 | 27
2089 | 88 | 3 | 29 | 1 | 1 | 0 | 0 | 0 | 1 | 0 | 0 | 1 | 0 | 0 | 0 | 0 | 0 | 0 | 0 | 3 | 29 | 3 | 28
2090 | 88 | 3 | 29 | 2 | 1 | 0 | 0 | 0 | 1 | 0 | 0 | 1 | 0 | 0 | 0 | 0 | 0 | 0 | 0 | 3 | 29 | 3 | 28
2091 | 88 | 3 | 29 | 3 | 1 | 0 | 0 | 0 | 1 | 0 | 0 | 1 | 0 | 0 | 0 | 0 | 0 | 0 | 0 | 3 | 29 | 3 | 28
2092 | 88 | 3 | 29 | 4 | 1 | 0 | 0 | 0 | 1 | 0 | 0 | 1 | 0 | 0 | 0 | 0 | 0 | 0 | 0 | 3 | 29 | 3 | 28
2093 | 88 | 3 | 29 | 5 | 1 | 0 | 0 | 0 | 1 | 0 | 0 | 1 | 0 | 0 | 0 | 0 | 0 | 0 | 0 | 3 | 29 | 3 | 28
2094 | 88 | 3 | 29 | 6 | 1 | 0 | 0 | 0 | 1 | 0 | 0 | 1 | 0 | 0 | 0 | 0 | 0 | 0 | 0 | 3 | 29 | 3 | 28
2095 | 88 | 3 | 29 | 7 | 1 | 0 | 0 | 0 | 1 | 0 | 0 | 1 | 0 | 0 | 0 | 0 | 0 | 0 | 0 | 3 | 29 | 3 | 28
2096 | 88 | 3 | 29 | 8 | 1 | 0 | 0 | 0 | 1 | 0 | 0 | 1 | 0 | 0 | 0 | 0 | 0 | 0 | 0 | 3 | 29 | 3 | 28
2097 | 88 | 3 | 29 | 9 | 1 | 0 | 0 | 0 | 1 | 0 | 0 | 1 | 0 | 0 | 0 | 0 | 0 | 0 | 0 | 3 | 29 | 3 | 28
2098 | 88 | 3 | 29 | 10 | 1 | 0 | 0 | 0 | 1 | 0 | 0 | 1 | 0 | 0 | 0 | 0 | 0 | 0 | 0 | 3 | 29 | 3 | 28
2099 | 88 | 3 | 29 | 11 | 1 | 0 | 0 | 0 | 1 | 0 | 0 | 1 | 0 | 0 | 0 | 0 | 0 | 0 | 0 | 3 | 29 | 3 | 28
2100 | 88 | 3 | 29 | 12 | 1 | 0 | 0 | 0 | 1 | 0 | 0 | 1 | 0 | 0 | 0 | 0 | 0 | 0 | 0 | 3 | 29 | 3 | 28
2101 | 88 | 3 | 29 | 13 | 1 | 0 | 0 | 0 | 1 | 0 | 0 | 1 | 0 | 0 | 0 | 0 | 0 | 0 | 0 | 3 | 29 | 3 | 28
2102 | 88 | 3 | 29 | 14 | 1 | 0 | 0 | 0 | 1 | 0 | 0 | 1 | 0 | 0 | 0 | 0 | 0 | 0 | 0 | 3 | 29 | 3 | 28
2103 | 88 | 3 | 29 | 15 | 1 | 0 | 0 | 0 | 1 | 0 | 0 | 1 | 0 | 0 | 0 | 0 | 0 | 0 | 0 | 3 | 29 | 3 | 28
2104 | 88 | 3 | 29 | 16 | 1 | 0 | 0 | 0 | 1 | 0 | 0 | 1 | 0 | 0 | 0 | 0 | 0 | 0 | 0 | 3 | 29 | 3 | 28
2105 | 88 | 3 | 29 | 17 | 1 | 0 | 0 | 0 | 1 | 0 | 0 | 1 | 0 | 0 | 0 | 0 | 0 | 0 | 0 | 3 | 29 | 3 | 28
2106 | 88 | 3 | 29 | 18 | 1 | 0 | 0 | 0 | 1 | 0 | 0 | 1 | 0 | 0 | 0 | 0 | 0 | 0 | 0 | 3 | 29 | 3 | 28
2107 | 88 | 3 | 29 | 19 | 1 | 0 | 0 | 0 | 1 | 0 | 0 | 1 | 0 | 0 | 0 | 0 | 0 | 0 | 0 | 3 | 29 | 3 | 28
2108 | 88 | 3 | 29 | 20 | 1 | 0 | 0 | 0 | 1 | 0 | 0 | 1 | 0 | 0 | 0 | 0 | 0 | 0 | 0 | 3 | 29 | 3 | 28
2109 | 88 | 3 | 29 | 21 | 1 | 0 | 0 | 0 | 1 | 0 | 0 | 1 | 0 | 0 | 0 | 0 | 0 | 0 | 0 | 3 | 29 | 3 | 28
2110 | 88 | 3 | 29 | 22 | 1 | 0 | 0 | 0 | 1 | 0 | 0 | 1 | 0 | 0 | 0 | 0 | 0 | 0 | 0 | 3 | 29 | 3 | 28
2111 | 88 | 3 | 29 | 23 | 1 | 0 | 0 | 0 | 1 | 0 | 0 | 1 | 0 | 0 | 0 | 0 | 0 | 0 | 0 | 3 | 29 | 3 | 28
2112 | 88 | 3 | 29 | 24 | 1 | 0 | 0 | 0 | 1 | 0 | 0 | 1 | 0 | 0 | 0 | 0 | 0 | 0 | 0 | 3 | 29 | 3 | 28
2113 | 89 | 3 | 30 | 1 | 1 | 0 | 0 | 0 | 1 | 0 | 0 | 1 | 0 | 0 | 0 | 0 | 0 | 0 | 0 | 3 | 30 | 3 | 29
2114 | 89 | 3 | 30 | 2 | 1 | 0 | 0 | 0 | 1 | 0 | 0 | 1 | 0 | 0 | 0 | 0 | 0 | 0 | 0 | 3 | 30 | 3 | 29
2115 | 89 | 3 | 30 | 3 | 1 | 0 | 0 | 0 | 1 | 0 | 0 | 1 | 0 | 0 | 0 | 0 | 0 | 0 | 0 | 3 | 30 | 3 | 29
2116 | 89 | 3 | 30 | 4 | 1 | 0 | 0 | 0 | 1 | 0 | 0 | 1 | 0 | 0 | 0 | 0 | 0 | 0 | 0 | 3 | 30 | 3 | 29
2117 | 89 | 3 | 30 | 5 | 1 | 0 | 0 | 0 | 1 | 0 | 0 | 1 | 0 | 0 | 0 | 0 | 0 | 0 | 0 | 3 | 30 | 3 | 29
2118 | 89 | 3 | 30 | 6 | 1 | 0 | 0 | 0 | 1 | 0 | 0 | 1 | 0 | 0 | 0 | 0 | 0 | 0 | 0 | 3 | 30 | 3 | 29
2119 | 89 | 3 | 30 | 7 | 1 | 0 | 0 | 0 | 1 | 0 | 0 | 1 | 0 | 0 | 0 | 0 | 0 | 0 | 0 | 3 | 30 | 3 | 29
2120 | 89 | 3 | 30 | 8 | 1 | 0 | 0 | 0 | 1 | 0 | 0 | 1 | 0 | 0 | 0 | 0 | 0 | 0 | 0 | 3 | 30 | 3 | 29
2121 | 89 | 3 | 30 | 9 | 1 | 0 | 0 | 0 | 1 | 0 | 0 | 1 | 0 | 0 | 0 | 0 | 0 | 0 | 0 | 3 | 30 | 3 | 29
2122 | 89 | 3 | 30 | 10 | 1 | 0 | 0 | 0 | 1 | 0 | 0 | 1 | 0 | 0 | 0 | 0 | 0 | 0 | 0 | 3 | 30 | 3 | 29
2123 | 89 | 3 | 30 | 11 | 1 | 0 | 0 | 0 | 1 | 0 | 0 | 1 | 0 | 0 | 0 | 0 | 0 | 0 | 0 | 3 | 30 | 3 | 29
2124 | 89 | 3 | 30 | 12 | 1 | 0 | 0 | 0 | 1 | 0 | 0 | 1 | 0 | 0 | 0 | 0 | 0 | 0 | 0 | 3 | 30 | 3 | 29
2125 | 89 | 3 | 30 | 13 | 1 | 0 | 0 | 0 | 1 | 0 | 0 | 1 | 0 | 0 | 0 | 0 | 0 | 0 | 0 | 3 | 30 | 3 | 29
2126 | 89 | 3 | 30 | 14 | 1 | 0 | 0 | 0 | 1 | 0 | 0 | 1 | 0 | 0 | 0 | 0 | 0 | 0 | 0 | 3 | 30 | 3 | 29
2127 | 89 | 3 | 30 | 15 | 1 | 0 | 0 | 0 | 1 | 0 | 0 | 1 | 0 | 0 | 0 | 0 | 0 | 0 | 0 | 3 | 30 | 3 | 29
2128 | 89 | 3 | 30 | 16 | 1 | 0 | 0 | 0 | 1 | 0 | 0 | 1 | 0 | 0 | 0 | 0 | 0 | 0 | 0 | 3 | 30 | 3 | 29
2129 | 89 | 3 | 30 | 17 | 1 | 0 | 0 | 0 | 1 | 0 | 0 | 1 | 0 | 0 | 0 | 0 | 0 | 0 | 0 | 3 | 30 | 3 | 29
2130 | 89 | 3 | 30 | 18 | 1 | 0 | 0 | 0 | 1 | 0 | 0 | 1 | 0 | 0 | 0 | 0 | 0 | 0 | 0 | 3 | 30 | 3 | 29
2131 | 89 | 3 | 30 | 19 | 1 | 0 | 0 | 0 | 1 | 0 | 0 | 1 | 0 | 0 | 0 | 0 | 0 | 0 | 0 | 3 | 30 | 3 | 29
2132 | 89 | 3 | 30 | 20 | 1 | 0 | 0 | 0 | 1 | 0 | 0 | 1 | 0 | 0 | 0 | 0 | 0 | 0 | 0 | 3 | 30 | 3 | 29
2133 | 89 | 3 | 30 | 21 | 1 | 0 | 0 | 0 | 1 | 0 | 0 | 1 | 0 | 0 | 0 | 0 | 0 | 0 | 0 | 3 | 30 | 3 | 29
2134 | 89 | 3 | 30 | 22 | 1 | 0 | 0 | 0 | 1 | 0 | 0 | 1 | 0 | 0 | 0 | 0 | 0 | 0 | 0 | 3 | 30 | 3 | 29
2135 | 89 | 3 | 30 | 23 | 1 | 0 | 0 | 0 | 1 | 0 | 0 | 1 | 0 | 0 | 0 | 0 | 0 | 0 | 0 | 3 | 30 | 3 | 29
2136 | 89 | 3 | 30 | 24 | 1 | 0 | 0 | 0 | 1 | 0 | 0 | 1 | 0 | 0 | 0 | 0 | 0 | 0 | 0 | 3 | 30 | 3 | 29
2137 | 90 | 3 | 31 | 1 | 1 | 0 | 0 | 0 | 1 | 0 | 0 | 1 | 0 | 0 | 0 | 0 | 0 | 0 | 0 | 3 | 31 | 3 | 30
2138 | 90 | 3 | 31 | 2 | 1 | 0 | 0 | 0 | 1 | 0 | 0 | 1 | 0 | 0 | 0 | 0 | 0 | 0 | 0 | 3 | 31 | 3 | 30
2139 | 90 | 3 | 31 | 3 | 1 | 0 | 0 | 0 | 1 | 0 | 0 | 1 | 0 | 0 | 0 | 0 | 0 | 0 | 0 | 3 | 31 | 3 | 30
2140 | 90 | 3 | 31 | 4 | 1 | 0 | 0 | 0 | 1 | 0 | 0 | 1 | 0 | 0 | 0 | 0 | 0 | 0 | 0 | 3 | 31 | 3 | 30
2141 | 90 | 3 | 31 | 5 | 1 | 0 | 0 | 0 | 1 | 0 | 0 | 1 | 0 | 0 | 0 | 0 | 0 | 0 | 0 | 3 | 31 | 3 | 30
2142 | 90 | 3 | 31 | 6 | 1 | 0 | 0 | 0 | 1 | 0 | 0 | 1 | 0 | 0 | 0 | 0 | 0 | 0 | 0 | 3 | 31 | 3 | 30
2143 | 90 | 3 | 31 | 7 | 1 | 0 | 0 | 0 | 1 | 0 | 0 | 1 | 0 | 0 | 0 | 0 | 0 | 0 | 0 | 3 | 31 | 3 | 30
2144 | 90 | 3 | 31 | 8 | 1 | 0 | 0 | 0 | 1 | 0 | 0 | 1 | 0 | 0 | 0 | 0 | 0 | 0 | 0 | 3 | 31 | 3 | 30
2145 | 90 | 3 | 31 | 9 | 1 | 0 | 0 | 0 | 1 | 0 | 0 | 1 | 0 | 0 | 0 | 0 | 0 | 0 | 0 | 3 | 31 | 3 | 30
2146 | 90 | 3 | 31 | 10 | 1 | 0 | 0 | 0 | 1 | 0 | 0 | 1 | 0 | 0 | 0 | 0 | 0 | 0 | 0 | 3 | 31 | 3 | 30
2147 | 90 | 3 | 31 | 11 | 1 | 0 | 0 | 0 | 1 | 0 | 0 | 1 | 0 | 0 | 0 | 0 | 0 | 0 | 0 | 3 | 31 | 3 | 30
2148 | 90 | 3 | 31 | 12 | 1 | 0 | 0 | 0 | 1 | 0 | 0 | 1 | 0 | 0 | 0 | 0 | 0 | 0 | 0 | 3 | 31 | 3 | 30
2149 | 90 | 3 | 31 | 13 | 1 | 0 | 0 | 0 | 1 | 0 | 0 | 1 | 0 | 0 | 0 | 0 | 0 | 0 | 0 | 3 | 31 | 3 | 30
2150 | 90 | 3 | 31 | 14 | 1 | 0 | 0 | 0 | 1 | 0 | 0 | 1 | 0 | 0 | 0 | 0 | 0 | 0 | 0 | 3 | 31 | 3 | 30
2151 | 90 | 3 | 31 | 15 | 1 | 0 | 0 | 0 | 1 | 0 | 0 | 1 | 0 | 0 | 0 | 0 | 0 | 0 | 0 | 3 | 31 | 3 | 30
2152 | 90 | 3 | 31 | 16 | 1 | 0 | 0 | 0 | 1 | 0 | 0 | 1 | 0 | 0 | 0 | 0 | 0 | 0 | 0 | 3 | 31 | 3 | 30
2153 | 90 | 3 | 31 | 17 | 1 | 0 | 0 | 0 | 1 | 0 | 0 | 1 | 0 | 0 | 0 | 0 | 0 | 0 | 0 | 3 | 31 | 3 | 30
2154 | 90 | 3 | 31 | 18 | 1 | 0 | 0 | 0 | 1 | 0 | 0 | 1 | 0 | 0 | 0 | 0 | 0 | 0 | 0 | 3 | 31 | 3 | 30
2155 | 90 | 3 | 31 | 19 | 1 | 0 | 0 | 0 | 1 | 0 | 0 | 1 | 0 | 0 | 0 | 0 | 0 | 0 | 0 | 3 | 31 | 3 | 30
2156 | 90 | 3 | 31 | 20 | 1 | 0 | 0 | 0 | 1 | 0 | 0 | 1 | 0 | 0 | 0 | 0 | 0 | 0 | 0 | 3 | 31 | 3 | 30
2157 | 90 | 3 | 31 | 21 | 1 | 0 | 0 | 0 | 1 | 0 | 0 | 1 | 0 | 0 | 0 | 0 | 0 | 0 | 0 | 3 | 31 | 3 | 30
2158 | 90 | 3 | 31 | 22 | 1 | 0 | 0 | 0 | 1 | 0 | 0 | 1 | 0 | 0 | 0 | 0 | 0 | 0 | 0 | 3 | 31 | 3 | 30
2159 | 90 | 3 | 31 | 23 | 1 | 0 | 0 | 0 | 1 | 0 | 0 | 1 | 0 | 0 | 0 | 0 | 0 | 0 | 0 | 3 | 31 | 3 | 30
2160 | 90 | 3 | 31 | 24 | 1 | 0 | 0 | 0 | 1 | 0 | 0 | 1 | 0 | 0 | 0 | 0 | 0 | 0 | 0 | 3 | 31 | 3 | 30
2161 | 91 | 4 | 1 | 1 | 0 | 0 | 0 | 0 | 1 | 0 | 0 | 1 | 0 | 0 | 0 | 0 | 0 | 0 | 0 | 4 | 1 | 3 | 31
2162 | 91 | 4 | 1 | 2 | 0 | 0 | 0 | 0 | 1 | 0 | 0 | 1 | 0 | 0 | 0 | 0 | 0 | 0 | 0 | 4 | 1 | 3 | 31
2163 | 91 | 4 | 1 | 3 | 0 | 0 | 0 | 0 | 1 | 0 | 0 | 1 | 0 | 0 | 0 | 0 | 0 | 0 | 0 | 4 | 1 | 3 | 31
2164 | 91 | 4 | 1 | 4 | 0 | 0 | 0 | 0 | 1 | 0 | 0 | 1 | 0 | 0 | 0 | 0 | 0 | 0 | 0 | 4 | 1 | 3 | 31
2165 | 91 | 4 | 1 | 5 | 0 | 0 | 0 | 0 | 1 | 0 | 0 | 1 | 0 | 0 | 0 | 0 | 0 | 0 | 0 | 4 | 1 | 3 | 31
2166 | 91 | 4 | 1 | 6 | 0 | 0 | 0 | 0 | 1 | 0 | 0 | 1 | 0 | 0 | 0 | 0 | 0 | 0 | 0 | 4 | 1 | 3 | 31
2167 | 91 | 4 | 1 | 7 | 0 | 0 | 0 | 0 | 1 | 0 | 0 | 1 | 0 | 0 | 0 | 0 | 0 | 0 | 0 | 4 | 1 | 3 | 31
2168 | 91 | 4 | 1 | 8 | 0 | 0 | 0 | 0 | 1 | 0 | 0 | 1 | 0 | 0 | 0 | 0 | 0 | 0 | 0 | 4 | 1 | 3 | 31
2169 | 91 | 4 | 1 | 9 | 0 | 0 | 0 | 0 | 1 | 0 | 0 | 1 | 0 | 0 | 0 | 0 | 0 | 0 | 0 | 4 | 1 | 3 | 31
2170 | 91 | 4 | 1 | 10 | 0 | 0 | 0 | 0 | 1 | 0 | 0 | 1 | 0 | 0 | 0 | 0 | 0 | 0 | 0 | 4 | 1 | 3 | 31
2171 | 91 | 4 | 1 | 11 | 0 | 0 | 0 | 0 | 1 | 0 | 0 | 1 | 0 | 0 | 0 | 0 | 0 | 0 | 0 | 4 | 1 | 3 | 31
2172 | 91 | 4 | 1 | 12 | 0 | 0 | 0 | 0 | 1 | 0 | 0 | 1 | 0 | 0 | 0 | 0 | 0 | 0 | 0 | 4 | 1 | 3 | 31
2173 | 91 | 4 | 1 | 13 | 0 | 0 | 0 | 0 | 1 | 0 | 0 | 1 | 0 | 0 | 0 | 0 | 0 | 0 | 0 | 4 | 1 | 3 | 31
2174 | 91 | 4 | 1 | 14 | 0 | 0 | 0 | 0 | 1 | 0 | 0 | 1 | 0 | 0 | 0 | 0 | 0 | 0 | 0 | 4 | 1 | 3 | 31
2175 | 91 | 4 | 1 | 15 | 0 | 0 | 0 | 0 | 1 | 0 | 0 | 1 | 0 | 0 | 0 | 0 | 0 | 0 | 0 | 4 | 1 | 3 | 31
2176 | 91 | 4 | 1 | 16 | 0 | 0 | 0 | 0 | 1 | 0 | 0 | 1 | 0 | 0 | 0 | 0 | 0 | 0 | 0 | 4 | 1 | 3 | 31
2177 | 91 | 4 | 1 | 17 | 0 | 0 | 0 | 0 | 1 | 0 | 0 | 1 | 0 | 0 | 0 | 0 | 0 | 0 | 0 | 4 | 1 | 3 | 31
2178 | 91 | 4 | 1 | 18 | 0 | 0 | 0 | 0 | 1 | 0 | 0 | 1 | 0 | 0 | 0 | 0 | 0 | 0 | 0 | 4 | 1 | 3 | 31
2179 | 91 | 4 | 1 | 19 | 0 | 0 | 0 | 0 | 1 | 0 | 0 | 1 | 0 | 0 | 0 | 0 | 0 | 0 | 0 | 4 | 1 | 3 | 31
2180 | 91 | 4 | 1 | 20 | 0 | 0 | 0 | 0 | 1 | 0 | 0 | 1 | 0 | 0 | 0 | 0 | 0 | 0 | 0 | 4 | 1 | 3 | 31
2181 | 91 | 4 | 1 | 21 | 0 | 0 | 0 | 0 | 1 | 0 | 0 | 1 | 0 | 0 | 0 | 0 | 0 | 0 | 0 | 4 | 1 | 3 | 31
2182 | 91 | 4 | 1 | 22 | 0 | 0 | 0 | 0 | 1 | 0 | 0 | 1 | 0 | 0 | 0 | 0 | 0 | 0 | 0 | 4 | 1 | 3 | 31
2183 | 91 | 4 | 1 | 23 | 0 | 0 | 0 | 0 | 1 | 0 | 0 | 1 | 0 | 0 | 0 | 0 | 0 | 0 | 0 | 4 | 1 | 3 | 31
2184 | 91 | 4 | 1 | 24 | 0 | 0 | 0 | 0 | 1 | 0 | 0 | 1 | 0 | 0 | 0 | 0 | 0 | 0 | 0 | 4 | 1 | 3 | 31
2185 | 92 | 4 | 2 | 1 | 0 | 0 | 0 | 0 | 1 | 0 | 0 | 1 | 0 | 0 | 0 | 0 | 0 | 0 | 0 | 4 | 2 | 4 | 1
2186 | 92 | 4 | 2 | 2 | 0 | 0 | 0 | 0 | 1 | 0 | 0 | 1 | 0 | 0 | 0 | 0 | 0 | 0 | 0 | 4 | 2 | 4 | 1
2187 | 92 | 4 | 2 | 3 | 0 | 0 | 0 | 0 | 1 | 0 | 0 | 1 | 0 | 0 | 0 | 0 | 0 | 0 | 0 | 4 | 2 | 4 | 1
2188 | 92 | 4 | 2 | 4 | 0 | 0 | 0 | 0 | 1 | 0 | 0 | 1 | 0 | 0 | 0 | 0 | 0 | 0 | 0 | 4 | 2 | 4 | 1
2189 | 92 | 4 | 2 | 5 | 0 | 0 | 0 | 0 | 1 | 0 | 0 | 1 | 0 | 0 | 0 | 0 | 0 | 0 | 0 | 4 | 2 | 4 | 1
2190 | 92 | 4 | 2 | 6 | 0 | 0 | 0 | 0 | 1 | 0 | 0 | 1 | 0 | 0 | 0 | 0 | 0 | 0 | 0 | 4 | 2 | 4 | 1
2191 | 92 | 4 | 2 | 7 | 0 | 0 | 0 | 0 | 1 | 0 | 0 | 1 | 0 | 0 | 0 | 0 | 0 | 0 | 0 | 4 | 2 | 4 | 1
2192 | 92 | 4 | 2 | 8 | 0 | 0 | 0 | 0 | 1 | 0 | 0 | 1 | 0 | 0 | 0 | 0 | 0 | 0 | 0 | 4 | 2 | 4 | 1
2193 | 92 | 4 | 2 | 9 | 0 | 0 | 0 | 0 | 1 | 0 | 0 | 1 | 0 | 0 | 0 | 0 | 0 | 0 | 0 | 4 | 2 | 4 | 1
2194 | 92 | 4 | 2 | 10 | 0 | 0 | 0 | 0 | 1 | 0 | 0 | 1 | 0 | 0 | 0 | 0 | 0 | 0 | 0 | 4 | 2 | 4 | 1
2195 | 92 | 4 | 2 | 11 | 0 | 0 | 0 | 0 | 1 | 0 | 0 | 1 | 0 | 0 | 0 | 0 | 0 | 0 | 0 | 4 | 2 | 4 | 1
2196 | 92 | 4 | 2 | 12 | 0 | 0 | 0 | 0 | 1 | 0 | 0 | 1 | 0 | 0 | 0 | 0 | 0 | 0 | 0 | 4 | 2 | 4 | 1
2197 | 92 | 4 | 2 | 13 | 0 | 0 | 0 | 0 | 1 | 0 | 0 | 1 | 0 | 0 | 0 | 0 | 0 | 0 | 0 | 4 | 2 | 4 | 1
2198 | 92 | 4 | 2 | 14 | 0 | 0 | 0 | 0 | 1 | 0 | 0 | 1 | 0 | 0 | 0 | 0 | 0 | 0 | 0 | 4 | 2 | 4 | 1
2199 | 92 | 4 | 2 | 15 | 0 | 0 | 0 | 0 | 1 | 0 | 0 | 1 | 0 | 0 | 0 | 0 | 0 | 0 | 0 | 4 | 2 | 4 | 1
2200 | 92 | 4 | 2 | 16 | 0 | 0 | 0 | 0 | 1 | 0 | 0 | 1 | 0 | 0 | 0 | 0 | 0 | 0 | 0 | 4 | 2 | 4 | 1
2201 | 92 | 4 | 2 | 17 | 0 | 0 | 0 | 0 | 1 | 0 | 0 | 1 | 0 | 0 | 0 | 0 | 0 | 0 | 0 | 4 | 2 | 4 | 1
2202 | 92 | 4 | 2 | 18 | 0 | 0 | 0 | 0 | 1 | 0 | 0 | 1 | 0 | 0 | 0 | 0 | 0 | 0 | 0 | 4 | 2 | 4 | 1
2203 | 92 | 4 | 2 | 19 | 0 | 0 | 0 | 0 | 1 | 0 | 0 | 1 | 0 | 0 | 0 | 0 | 0 | 0 | 0 | 4 | 2 | 4 | 1
2204 | 92 | 4 | 2 | 20 | 0 | 0 | 0 | 0 | 1 | 0 | 0 | 1 | 0 | 0 | 0 | 0 | 0 | 0 | 0 | 4 | 2 | 4 | 1
2205 | 92 | 4 | 2 | 21 | 0 | 0 | 0 | 0 | 1 | 0 | 0 | 1 | 0 | 0 | 0 | 0 | 0 | 0 | 0 | 4 | 2 | 4 | 1
2206 | 92 | 4 | 2 | 22 | 0 | 0 | 0 | 0 | 1 | 0 | 0 | 1 | 0 | 0 | 0 | 0 | 0 | 0 | 0 | 4 | 2 | 4 | 1
2207 | 92 | 4 | 2 | 23 | 0 | 0 | 0 | 0 | 1 | 0 | 0 | 1 | 0 | 0 | 0 | 0 | 0 | 0 | 0 | 4 | 2 | 4 | 1
2208 | 92 | 4 | 2 | 24 | 0 | 0 | 0 | 0 | 1 | 0 | 0 | 1 | 0 | 0 | 0 | 0 | 0 | 0 | 0 | 4 | 2 | 4 | 1
2209 | 93 | 4 | 3 | 1 | 1 | 0 | 0 | 0 | 1 | 0 | 0 | 1 | 0 | 0 | 0 | 0 | 0 | 0 | 0 | 4 | 3 | 4 | 2
2210 | 93 | 4 | 3 | 2 | 1 | 0 | 0 | 0 | 1 | 0 | 0 | 1 | 0 | 0 | 0 | 0 | 0 | 0 | 0 | 4 | 3 | 4 | 2
2211 | 93 | 4 | 3 | 3 | 1 | 0 | 0 | 0 | 1 | 0 | 0 | 1 | 0 | 0 | 0 | 0 | 0 | 0 | 0 | 4 | 3 | 4 | 2
2212 | 93 | 4 | 3 | 4 | 1 | 0 | 0 | 0 | 1 | 0 | 0 | 1 | 0 | 0 | 0 | 0 | 0 | 0 | 0 | 4 | 3 | 4 | 2
2213 | 93 | 4 | 3 | 5 | 1 | 0 | 0 | 0 | 1 | 0 | 0 | 1 | 0 | 0 | 0 | 0 | 0 | 0 | 0 | 4 | 3 | 4 | 2
2214 | 93 | 4 | 3 | 6 | 1 | 0 | 0 | 0 | 1 | 0 | 0 | 1 | 0 | 0 | 0 | 0 | 0 | 0 | 0 | 4 | 3 | 4 | 2
2215 | 93 | 4 | 3 | 7 | 1 | 0 | 0 | 0 | 1 | 0 | 0 | 1 | 0 | 0 | 0 | 0 | 0 | 0 | 0 | 4 | 3 | 4 | 2
2216 | 93 | 4 | 3 | 8 | 1 | 0 | 0 | 0 | 1 | 0 | 0 | 1 | 0 | 0 | 0 | 0 | 0 | 0 | 0 | 4 | 3 | 4 | 2
2217 | 93 | 4 | 3 | 9 | 1 | 0 | 0 | 0 | 1 | 0 | 0 | 1 | 0 | 0 | 0 | 0 | 0 | 0 | 0 | 4 | 3 | 4 | 2
2218 | 93 | 4 | 3 | 10 | 1 | 0 | 0 | 0 | 1 | 0 | 0 | 1 | 0 | 0 | 0 | 0 | 0 | 0 | 0 | 4 | 3 | 4 | 2
2219 | 93 | 4 | 3 | 11 | 1 | 0 | 0 | 0 | 1 | 0 | 0 | 1 | 0 | 0 | 0 | 0 | 0 | 0 | 0 | 4 | 3 | 4 | 2
2220 | 93 | 4 | 3 | 12 | 1 | 0 | 0 | 0 | 1 | 0 | 0 | 1 | 0 | 0 | 0 | 0 | 0 | 0 | 0 | 4 | 3 | 4 | 2
2221 | 93 | 4 | 3 | 13 | 1 | 0 | 0 | 0 | 1 | 0 | 0 | 1 | 0 | 0 | 0 | 0 | 0 | 0 | 0 | 4 | 3 | 4 | 2
2222 | 93 | 4 | 3 | 14 | 1 | 0 | 0 | 0 | 1 | 0 | 0 | 1 | 0 | 0 | 0 | 0 | 0 | 0 | 0 | 4 | 3 | 4 | 2
2223 | 93 | 4 | 3 | 15 | 1 | 0 | 0 | 0 | 1 | 0 | 0 | 1 | 0 | 0 | 0 | 0 | 0 | 0 | 0 | 4 | 3 | 4 | 2
2224 | 93 | 4 | 3 | 16 | 1 | 0 | 0 | 0 | 1 | 0 | 0 | 1 | 0 | 0 | 0 | 0 | 0 | 0 | 0 | 4 | 3 | 4 | 2
2225 | 93 | 4 | 3 | 17 | 1 | 0 | 0 | 0 | 1 | 0 | 0 | 1 | 0 | 0 | 0 | 0 | 0 | 0 | 0 | 4 | 3 | 4 | 2
2226 | 93 | 4 | 3 | 18 | 1 | 0 | 0 | 0 | 1 | 0 | 0 | 1 | 0 | 0 | 0 | 0 | 0 | 0 | 0 | 4 | 3 | 4 | 2
2227 | 93 | 4 | 3 | 19 | 1 | 0 | 0 | 0 | 1 | 0 | 0 | 1 | 0 | 0 | 0 | 0 | 0 | 0 | 0 | 4 | 3 | 4 | 2
2228 | 93 | 4 | 3 | 20 | 1 | 0 | 0 | 0 | 1 | 0 | 0 | 1 | 0 | 0 | 0 | 0 | 0 | 0 | 0 | 4 | 3 | 4 | 2
2229 | 93 | 4 | 3 | 21 | 1 | 0 | 0 | 0 | 1 | 0 | 0 | 1 | 0 | 0 | 0 | 0 | 0 | 0 | 0 | 4 | 3 | 4 | 2
2230 | 93 | 4 | 3 | 22 | 1 | 0 | 0 | 0 | 1 | 0 | 0 | 1 | 0 | 0 | 0 | 0 | 0 | 0 | 0 | 4 | 3 | 4 | 2
2231 | 93 | 4 | 3 | 23 | 1 | 0 | 0 | 0 | 1 | 0 | 0 | 1 | 0 | 0 | 0 | 0 | 0 | 0 | 0 | 4 | 3 | 4 | 2
2232 | 93 | 4 | 3 | 24 | 1 | 0 | 0 | 0 | 1 | 0 | 0 | 1 | 0 | 0 | 0 | 0 | 0 | 0 | 0 | 4 | 3 | 4 | 2
2233 | 94 | 4 | 4 | 1 | 1 | 0 | 0 | 0 | 1 | 0 | 0 | 1 | 0 | 0 | 0 | 0 | 0 | 0 | 0 | 4 | 4 | 4 | 3
2234 | 94 | 4 | 4 | 2 | 1 | 0 | 0 | 0 | 1 | 0 | 0 | 1 | 0 | 0 | 0 | 0 | 0 | 0 | 0 | 4 | 4 | 4 | 3
2235 | 94 | 4 | 4 | 3 | 1 | 0 | 0 | 0 | 1 | 0 | 0 | 1 | 0 | 0 | 0 | 0 | 0 | 0 | 0 | 4 | 4 | 4 | 3
2236 | 94 | 4 | 4 | 4 | 1 | 0 | 0 | 0 | 1 | 0 | 0 | 1 | 0 | 0 | 0 | 0 | 0 | 0 | 0 | 4 | 4 | 4 | 3
2237 | 94 | 4 | 4 | 5 | 1 | 0 | 0 | 0 | 1 | 0 | 0 | 1 | 0 | 0 | 0 | 0 | 0 | 0 | 0 | 4 | 4 | 4 | 3
2238 | 94 | 4 | 4 | 6 | 1 | 0 | 0 | 0 | 1 | 0 | 0 | 1 | 0 | 0 | 0 | 0 | 0 | 0 | 0 | 4 | 4 | 4 | 3
2239 | 94 | 4 | 4 | 7 | 1 | 0 | 0 | 0 | 1 | 0 | 0 | 1 | 0 | 0 | 0 | 0 | 0 | 0 | 0 | 4 | 4 | 4 | 3
2240 | 94 | 4 | 4 | 8 | 1 | 0 | 0 | 0 | 1 | 0 | 0 | 1 | 0 | 0 | 0 | 0 | 0 | 0 | 0 | 4 | 4 | 4 | 3
2241 | 94 | 4 | 4 | 9 | 1 | 0 | 0 | 0 | 1 | 0 | 0 | 1 | 0 | 0 | 0 | 0 | 0 | 0 | 0 | 4 | 4 | 4 | 3
2242 | 94 | 4 | 4 | 10 | 1 | 0 | 0 | 0 | 1 | 0 | 0 | 1 | 0 | 0 | 0 | 0 | 0 | 0 | 0 | 4 | 4 | 4 | 3
2243 | 94 | 4 | 4 | 11 | 1 | 0 | 0 | 0 | 1 | 0 | 0 | 1 | 0 | 0 | 0 | 0 | 0 | 0 | 0 | 4 | 4 | 4 | 3
2244 | 94 | 4 | 4 | 12 | 1 | 0 | 0 | 0 | 1 | 0 | 0 | 1 | 0 | 0 | 0 | 0 | 0 | 0 | 0 | 4 | 4 | 4 | 3
2245 | 94 | 4 | 4 | 13 | 1 | 0 | 0 | 0 | 1 | 0 | 0 | 1 | 0 | 0 | 0 | 0 | 0 | 0 | 0 | 4 | 4 | 4 | 3
2246 | 94 | 4 | 4 | 14 | 1 | 0 | 0 | 0 | 1 | 0 | 0 | 1 | 0 | 0 | 0 | 0 | 0 | 0 | 0 | 4 | 4 | 4 | 3
2247 | 94 | 4 | 4 | 15 | 1 | 0 | 0 | 0 | 1 | 0 | 0 | 1 | 0 | 0 | 0 | 0 | 0 | 0 | 0 | 4 | 4 | 4 | 3
2248 | 94 | 4 | 4 | 16 | 1 | 0 | 0 | 0 | 1 | 0 | 0 | 1 | 0 | 0 | 0 | 0 | 0 | 0 | 0 | 4 | 4 | 4 | 3
2249 | 94 | 4 | 4 | 17 | 1 | 0 | 0 | 0 | 1 | 0 | 0 | 1 | 0 | 0 | 0 | 0 | 0 | 0 | 0 | 4 | 4 | 4 | 3
2250 | 94 | 4 | 4 | 18 | 1 | 0 | 0 | 0 | 1 | 0 | 0 | 1 | 0 | 0 | 0 | 0 | 0 | 0 | 0 | 4 | 4 | 4 | 3
2251 | 94 | 4 | 4 | 19 | 1 | 0 | 0 | 0 | 1 | 0 | 0 | 1 | 0 | 0 | 0 | 0 | 0 | 0 | 0 | 4 | 4 | 4 | 3
2252 | 94 | 4 | 4 | 20 | 1 | 0 | 0 | 0 | 1 | 0 | 0 | 1 | 0 | 0 | 0 | 0 | 0 | 0 | 0 | 4 | 4 | 4 | 3
2253 | 94 | 4 | 4 | 21 | 1 | 0 | 0 | 0 | 1 | 0 | 0 | 1 | 0 | 0 | 0 | 0 | 0 | 0 | 0 | 4 | 4 | 4 | 3
2254 | 94 | 4 | 4 | 22 | 1 | 0 | 0 | 0 | 1 | 0 | 0 | 1 | 0 | 0 | 0 | 0 | 0 | 0 | 0 | 4 | 4 | 4 | 3
2255 | 94 | 4 | 4 | 23 | 1 | 0 | 0 | 0 | 1 | 0 | 0 | 1 | 0 | 0 | 0 | 0 | 0 | 0 | 0 | 4 | 4 | 4 | 3
2256 | 94 | 4 | 4 | 24 | 1 | 0 | 0 | 0 | 1 | 0 | 0 | 1 | 0 | 0 | 0 | 0 | 0 | 0 | 0 | 4 | 4 | 4 | 3
2257 | 95 | 4 | 5 | 1 | 1 | 0 | 0 | 0 | 1 | 0 | 0 | 1 | 0 | 0 | 0 | 0 | 0 | 0 | 0 | 4 | 5 | 4 | 4
2258 | 95 | 4 | 5 | 2 | 1 | 0 | 0 | 0 | 1 | 0 | 0 | 1 | 0 | 0 | 0 | 0 | 0 | 0 | 0 | 4 | 5 | 4 | 4
2259 | 95 | 4 | 5 | 3 | 1 | 0 | 0 | 0 | 1 | 0 | 0 | 1 | 0 | 0 | 0 | 0 | 0 | 0 | 0 | 4 | 5 | 4 | 4
2260 | 95 | 4 | 5 | 4 | 1 | 0 | 0 | 0 | 1 | 0 | 0 | 1 | 0 | 0 | 0 | 0 | 0 | 0 | 0 | 4 | 5 | 4 | 4
2261 | 95 | 4 | 5 | 5 | 1 | 0 | 0 | 0 | 1 | 0 | 0 | 1 | 0 | 0 | 0 | 0 | 0 | 0 | 0 | 4 | 5 | 4 | 4
2262 | 95 | 4 | 5 | 6 | 1 | 0 | 0 | 0 | 1 | 0 | 0 | 1 | 0 | 0 | 0 | 0 | 0 | 0 | 0 | 4 | 5 | 4 | 4
2263 | 95 | 4 | 5 | 7 | 1 | 0 | 0 | 0 | 1 | 0 | 0 | 1 | 0 | 0 | 0 | 0 | 0 | 0 | 0 | 4 | 5 | 4 | 4
2264 | 95 | 4 | 5 | 8 | 1 | 0 | 0 | 0 | 1 | 0 | 0 | 1 | 0 | 0 | 0 | 0 | 0 | 0 | 0 | 4 | 5 | 4 | 4
2265 | 95 | 4 | 5 | 9 | 1 | 0 | 0 | 0 | 1 | 0 | 0 | 1 | 0 | 0 | 0 | 0 | 0 | 0 | 0 | 4 | 5 | 4 | 4
2266 | 95 | 4 | 5 | 10 | 1 | 0 | 0 | 0 | 1 | 0 | 0 | 1 | 0 | 0 | 0 | 0 | 0 | 0 | 0 | 4 | 5 | 4 | 4
2267 | 95 | 4 | 5 | 11 | 1 | 0 | 0 | 0 | 1 | 0 | 0 | 1 | 0 | 0 | 0 | 0 | 0 | 0 | 0 | 4 | 5 | 4 | 4
2268 | 95 | 4 | 5 | 12 | 1 | 0 | 0 | 0 | 1 | 0 | 0 | 1 | 0 | 0 | 0 | 0 | 0 | 0 | 0 | 4 | 5 | 4 | 4
2269 | 95 | 4 | 5 | 13 | 1 | 0 | 0 | 0 | 1 | 0 | 0 | 1 | 0 | 0 | 0 | 0 | 0 | 0 | 0 | 4 | 5 | 4 | 4
2270 | 95 | 4 | 5 | 14 | 1 | 0 | 0 | 0 | 1 | 0 | 0 | 1 | 0 | 0 | 0 | 0 | 0 | 0 | 0 | 4 | 5 | 4 | 4
2271 | 95 | 4 | 5 | 15 | 1 | 0 | 0 | 0 | 1 | 0 | 0 | 1 | 0 | 0 | 0 | 0 | 0 | 0 | 0 | 4 | 5 | 4 | 4
2272 | 95 | 4 | 5 | 16 | 1 | 0 | 0 | 0 | 1 | 0 | 0 | 1 | 0 | 0 | 0 | 0 | 0 | 0 | 0 | 4 | 5 | 4 | 4
2273 | 95 | 4 | 5 | 17 | 1 | 0 | 0 | 0 | 1 | 0 | 0 | 1 | 0 | 0 | 0 | 0 | 0 | 0 | 0 | 4 | 5 | 4 | 4
2274 | 95 | 4 | 5 | 18 | 1 | 0 | 0 | 0 | 1 | 0 | 0 | 1 | 0 | 0 | 0 | 0 | 0 | 0 | 0 | 4 | 5 | 4 | 4
2275 | 95 | 4 | 5 | 19 | 1 | 0 | 0 | 0 | 1 | 0 | 0 | 1 | 0 | 0 | 0 | 0 | 0 | 0 | 0 | 4 | 5 | 4 | 4
2276 | 95 | 4 | 5 | 20 | 1 | 0 | 0 | 0 | 1 | 0 | 0 | 1 | 0 | 0 | 0 | 0 | 0 | 0 | 0 | 4 | 5 | 4 | 4
2277 | 95 | 4 | 5 | 21 | 1 | 0 | 0 | 0 | 1 | 0 | 0 | 1 | 0 | 0 | 0 | 0 | 0 | 0 | 0 | 4 | 5 | 4 | 4
2278 | 95 | 4 | 5 | 22 | 1 | 0 | 0 | 0 | 1 | 0 | 0 | 1 | 0 | 0 | 0 | 0 | 0 | 0 | 0 | 4 | 5 | 4 | 4
2279 | 95 | 4 | 5 | 23 | 1 | 0 | 0 | 0 | 1 | 0 | 0 | 1 | 0 | 0 | 0 | 0 | 0 | 0 | 0 | 4 | 5 | 4 | 4
2280 | 95 | 4 | 5 | 24 | 1 | 0 | 0 | 0 | 1 | 0 | 0 | 1 | 0 | 0 | 0 | 0 | 0 | 0 | 0 | 4 | 5 | 4 | 4
2281 | 96 | 4 | 6 | 1 | 1 | 0 | 0 | 0 | 1 | 0 | 0 | 1 | 0 | 0 | 0 | 0 | 0 | 0 | 0 | 4 | 6 | 4 | 5
2282 | 96 | 4 | 6 | 2 | 1 | 0 | 0 | 0 | 1 | 0 | 0 | 1 | 0 | 0 | 0 | 0 | 0 | 0 | 0 | 4 | 6 | 4 | 5
2283 | 96 | 4 | 6 | 3 | 1 | 0 | 0 | 0 | 1 | 0 | 0 | 1 | 0 | 0 | 0 | 0 | 0 | 0 | 0 | 4 | 6 | 4 | 5
2284 | 96 | 4 | 6 | 4 | 1 | 0 | 0 | 0 | 1 | 0 | 0 | 1 | 0 | 0 | 0 | 0 | 0 | 0 | 0 | 4 | 6 | 4 | 5
2285 | 96 | 4 | 6 | 5 | 1 | 0 | 0 | 0 | 1 | 0 | 0 | 1 | 0 | 0 | 0 | 0 | 0 | 0 | 0 | 4 | 6 | 4 | 5
2286 | 96 | 4 | 6 | 6 | 1 | 0 | 0 | 0 | 1 | 0 | 0 | 1 | 0 | 0 | 0 | 0 | 0 | 0 | 0 | 4 | 6 | 4 | 5
2287 | 96 | 4 | 6 | 7 | 1 | 0 | 0 | 0 | 1 | 0 | 0 | 1 | 0 | 0 | 0 | 0 | 0 | 0 | 0 | 4 | 6 | 4 | 5
2288 | 96 | 4 | 6 | 8 | 1 | 0 | 0 | 0 | 1 | 0 | 0 | 1 | 0 | 0 | 0 | 0 | 0 | 0 | 0 | 4 | 6 | 4 | 5
2289 | 96 | 4 | 6 | 9 | 1 | 0 | 0 | 0 | 1 | 0 | 0 | 1 | 0 | 0 | 0 | 0 | 0 | 0 | 0 | 4 | 6 | 4 | 5
2290 | 96 | 4 | 6 | 10 | 1 | 0 | 0 | 0 | 1 | 0 | 0 | 1 | 0 | 0 | 0 | 0 | 0 | 0 | 0 | 4 | 6 | 4 | 5
2291 | 96 | 4 | 6 | 11 | 1 | 0 | 0 | 0 | 1 | 0 | 0 | 1 | 0 | 0 | 0 | 0 | 0 | 0 | 0 | 4 | 6 | 4 | 5
2292 | 96 | 4 | 6 | 12 | 1 | 0 | 0 | 0 | 1 | 0 | 0 | 1 | 0 | 0 | 0 | 0 | 0 | 0 | 0 | 4 | 6 | 4 | 5
2293 | 96 | 4 | 6 | 13 | 1 | 0 | 0 | 0 | 1 | 0 | 0 | 1 | 0 | 0 | 0 | 0 | 0 | 0 | 0 | 4 | 6 | 4 | 5
2294 | 96 | 4 | 6 | 14 | 1 | 0 | 0 | 0 | 1 | 0 | 0 | 1 | 0 | 0 | 0 | 0 | 0 | 0 | 0 | 4 | 6 | 4 | 5
2295 | 96 | 4 | 6 | 15 | 1 | 0 | 0 | 0 | 1 | 0 | 0 | 1 | 0 | 0 | 0 | 0 | 0 | 0 | 0 | 4 | 6 | 4 | 5
2296 | 96 | 4 | 6 | 16 | 1 | 0 | 0 | 0 | 1 | 0 | 0 | 1 | 0 | 0 | 0 | 0 | 0 | 0 | 0 | 4 | 6 | 4 | 5
2297 | 96 | 4 | 6 | 17 | 1 | 0 | 0 | 0 | 1 | 0 | 0 | 1 | 0 | 0 | 0 | 0 | 0 | 0 | 0 | 4 | 6 | 4 | 5
2298 | 96 | 4 | 6 | 18 | 1 | 0 | 0 | 0 | 1 | 0 | 0 | 1 | 0 | 0 | 0 | 0 | 0 | 0 | 0 | 4 | 6 | 4 | 5
2299 | 96 | 4 | 6 | 19 | 1 | 0 | 0 | 0 | 1 | 0 | 0 | 1 | 0 | 0 | 0 | 0 | 0 | 0 | 0 | 4 | 6 | 4 | 5
2300 | 96 | 4 | 6 | 20 | 1 | 0 | 0 | 0 | 1 | 0 | 0 | 1 | 0 | 0 | 0 | 0 | 0 | 0 | 0 | 4 | 6 | 4 | 5
2301 | 96 | 4 | 6 | 21 | 1 | 0 | 0 | 0 | 1 | 0 | 0 | 1 | 0 | 0 | 0 | 0 | 0 | 0 | 0 | 4 | 6 | 4 | 5
2302 | 96 | 4 | 6 | 22 | 1 | 0 | 0 | 0 | 1 | 0 | 0 | 1 | 0 | 0 | 0 | 0 | 0 | 0 | 0 | 4 | 6 | 4 | 5
2303 | 96 | 4 | 6 | 23 | 1 | 0 | 0 | 0 | 1 | 0 | 0 | 1 | 0 | 0 | 0 | 0 | 0 | 0 | 0 | 4 | 6 | 4 | 5
2304 | 96 | 4 | 6 | 24 | 1 | 0 | 0 | 0 | 1 | 0 | 0 | 1 | 0 | 0 | 0 | 0 | 0 | 0 | 0 | 4 | 6 | 4 | 5
2305 | 97 | 4 | 7 | 1 | 1 | 0 | 0 | 0 | 1 | 0 | 0 | 1 | 0 | 0 | 0 | 0 | 0 | 0 | 0 | 4 | 7 | 4 | 6
2306 | 97 | 4 | 7 | 2 | 1 | 0 | 0 | 0 | 1 | 0 | 0 | 1 | 0 | 0 | 0 | 0 | 0 | 0 | 0 | 4 | 7 | 4 | 6
2307 | 97 | 4 | 7 | 3 | 1 | 0 | 0 | 0 | 1 | 0 | 0 | 1 | 0 | 0 | 0 | 0 | 0 | 0 | 0 | 4 | 7 | 4 | 6
2308 | 97 | 4 | 7 | 4 | 1 | 0 | 0 | 0 | 1 | 0 | 0 | 1 | 0 | 0 | 0 | 0 | 0 | 0 | 0 | 4 | 7 | 4 | 6
2309 | 97 | 4 | 7 | 5 | 1 | 0 | 0 | 0 | 1 | 0 | 0 | 1 | 0 | 0 | 0 | 0 | 0 | 0 | 0 | 4 | 7 | 4 | 6
2310 | 97 | 4 | 7 | 6 | 1 | 0 | 0 | 0 | 1 | 0 | 0 | 1 | 0 | 0 | 0 | 0 | 0 | 0 | 0 | 4 | 7 | 4 | 6
2311 | 97 | 4 | 7 | 7 | 1 | 0 | 0 | 0 | 1 | 0 | 0 | 1 | 0 | 0 | 0 | 0 | 0 | 0 | 0 | 4 | 7 | 4 | 6
2312 | 97 | 4 | 7 | 8 | 1 | 0 | 0 | 0 | 1 | 0 | 0 | 1 | 0 | 0 | 0 | 0 | 0 | 0 | 0 | 4 | 7 | 4 | 6
2313 | 97 | 4 | 7 | 9 | 1 | 0 | 0 | 0 | 1 | 0 | 0 | 1 | 0 | 0 | 0 | 0 | 0 | 0 | 0 | 4 | 7 | 4 | 6
2314 | 97 | 4 | 7 | 10 | 1 | 0 | 0 | 0 | 1 | 0 | 0 | 1 | 0 | 0 | 0 | 0 | 0 | 0 | 0 | 4 | 7 | 4 | 6
2315 | 97 | 4 | 7 | 11 | 1 | 0 | 0 | 0 | 1 | 0 | 0 | 1 | 0 | 0 | 0 | 0 | 0 | 0 | 0 | 4 | 7 | 4 | 6
2316 | 97 | 4 | 7 | 12 | 1 | 0 | 0 | 0 | 1 | 0 | 0 | 1 | 0 | 0 | 0 | 0 | 0 | 0 | 0 | 4 | 7 | 4 | 6
2317 | 97 | 4 | 7 | 13 | 1 | 0 | 0 | 0 | 1 | 0 | 0 | 1 | 0 | 0 | 0 | 0 | 0 | 0 | 0 | 4 | 7 | 4 | 6
2318 | 97 | 4 | 7 | 14 | 1 | 0 | 0 | 0 | 1 | 0 | 0 | 1 | 0 | 0 | 0 | 0 | 0 | 0 | 0 | 4 | 7 | 4 | 6
2319 | 97 | 4 | 7 | 15 | 1 | 0 | 0 | 0 | 1 | 0 | 0 | 1 | 0 | 0 | 0 | 0 | 0 | 0 | 0 | 4 | 7 | 4 | 6
2320 | 97 | 4 | 7 | 16 | 1 | 0 | 0 | 0 | 1 | 0 | 0 | 1 | 0 | 0 | 0 | 0 | 0 | 0 | 0 | 4 | 7 | 4 | 6
2321 | 97 | 4 | 7 | 17 | 1 | 0 | 0 | 0 | 1 | 0 | 0 | 1 | 0 | 0 | 0 | 0 | 0 | 0 | 0 | 4 | 7 | 4 | 6
2322 | 97 | 4 | 7 | 18 | 1 | 0 | 0 | 0 | 1 | 0 | 0 | 1 | 0 | 0 | 0 | 0 | 0 | 0 | 0 | 4 | 7 | 4 | 6
2323 | 97 | 4 | 7 | 19 | 1 | 0 | 0 | 0 | 1 | 0 | 0 | 1 | 0 | 0 | 0 | 0 | 0 | 0 | 0 | 4 | 7 | 4 | 6
2324 | 97 | 4 | 7 | 20 | 1 | 0 | 0 | 0 | 1 | 0 | 0 | 1 | 0 | 0 | 0 | 0 | 0 | 0 | 0 | 4 | 7 | 4 | 6
2325 | 97 | 4 | 7 | 21 | 1 | 0 | 0 | 0 | 1 | 0 | 0 | 1 | 0 | 0 | 0 | 0 | 0 | 0 | 0 | 4 | 7 | 4 | 6
2326 | 97 | 4 | 7 | 22 | 1 | 0 | 0 | 0 | 1 | 0 | 0 | 1 | 0 | 0 | 0 | 0 | 0 | 0 | 0 | 4 | 7 | 4 | 6
2327 | 97 | 4 | 7 | 23 | 1 | 0 | 0 | 0 | 1 | 0 | 0 | 1 | 0 | 0 | 0 | 0 | 0 | 0 | 0 | 4 | 7 | 4 | 6
2328 | 97 | 4 | 7 | 24 | 1 | 0 | 0 | 0 | 1 | 0 | 0 | 1 | 0 | 0 | 0 | 0 | 0 | 0 | 0 | 4 | 7 | 4 | 6
2329 | 98 | 4 | 8 | 1 | 0 | 0 | 0 | 0 | 1 | 0 | 0 | 1 | 0 | 0 | 0 | 0 | 0 | 0 | 0 | 4 | 8 | 4 | 7
2330 | 98 | 4 | 8 | 2 | 0 | 0 | 0 | 0 | 1 | 0 | 0 | 1 | 0 | 0 | 0 | 0 | 0 | 0 | 0 | 4 | 8 | 4 | 7
2331 | 98 | 4 | 8 | 3 | 0 | 0 | 0 | 0 | 1 | 0 | 0 | 1 | 0 | 0 | 0 | 0 | 0 | 0 | 0 | 4 | 8 | 4 | 7
2332 | 98 | 4 | 8 | 4 | 0 | 0 | 0 | 0 | 1 | 0 | 0 | 1 | 0 | 0 | 0 | 0 | 0 | 0 | 0 | 4 | 8 | 4 | 7
2333 | 98 | 4 | 8 | 5 | 0 | 0 | 0 | 0 | 1 | 0 | 0 | 1 | 0 | 0 | 0 | 0 | 0 | 0 | 0 | 4 | 8 | 4 | 7
2334 | 98 | 4 | 8 | 6 | 0 | 0 | 0 | 0 | 1 | 0 | 0 | 1 | 0 | 0 | 0 | 0 | 0 | 0 | 0 | 4 | 8 | 4 | 7
2335 | 98 | 4 | 8 | 7 | 0 | 0 | 0 | 0 | 1 | 0 | 0 | 1 | 0 | 0 | 0 | 0 | 0 | 0 | 0 | 4 | 8 | 4 | 7
2336 | 98 | 4 | 8 | 8 | 0 | 0 | 0 | 0 | 1 | 0 | 0 | 1 | 0 | 0 | 0 | 0 | 0 | 0 | 0 | 4 | 8 | 4 | 7
2337 | 98 | 4 | 8 | 9 | 0 | 0 | 0 | 0 | 1 | 0 | 0 | 1 | 0 | 0 | 0 | 0 | 0 | 0 | 0 | 4 | 8 | 4 | 7
2338 | 98 | 4 | 8 | 10 | 0 | 0 | 0 | 0 | 1 | 0 | 0 | 1 | 0 | 0 | 0 | 0 | 0 | 0 | 0 | 4 | 8 | 4 | 7
2339 | 98 | 4 | 8 | 11 | 0 | 0 | 0 | 0 | 1 | 0 | 0 | 1 | 0 | 0 | 0 | 0 | 0 | 0 | 0 | 4 | 8 | 4 | 7
2340 | 98 | 4 | 8 | 12 | 0 | 0 | 0 | 0 | 1 | 0 | 0 | 1 | 0 | 0 | 0 | 0 | 0 | 0 | 0 | 4 | 8 | 4 | 7
2341 | 98 | 4 | 8 | 13 | 0 | 0 | 0 | 0 | 1 | 0 | 0 | 1 | 0 | 0 | 0 | 0 | 0 | 0 | 0 | 4 | 8 | 4 | 7
2342 | 98 | 4 | 8 | 14 | 0 | 0 | 0 | 0 | 1 | 0 | 0 | 1 | 0 | 0 | 0 | 0 | 0 | 0 | 0 | 4 | 8 | 4 | 7
2343 | 98 | 4 | 8 | 15 | 0 | 0 | 0 | 0 | 1 | 0 | 0 | 1 | 0 | 0 | 0 | 0 | 0 | 0 | 0 | 4 | 8 | 4 | 7
2344 | 98 | 4 | 8 | 16 | 0 | 0 | 0 | 0 | 1 | 0 | 0 | 1 | 0 | 0 | 0 | 0 | 0 | 0 | 0 | 4 | 8 | 4 | 7
2345 | 98 | 4 | 8 | 17 | 0 | 0 | 0 | 0 | 1 | 0 | 0 | 1 | 0 | 0 | 0 | 0 | 0 | 0 | 0 | 4 | 8 | 4 | 7
2346 | 98 | 4 | 8 | 18 | 0 | 0 | 0 | 0 | 1 | 0 | 0 | 1 | 0 | 0 | 0 | 0 | 0 | 0 | 0 | 4 | 8 | 4 | 7
2347 | 98 | 4 | 8 | 19 | 0 | 0 | 0 | 0 | 1 | 0 | 0 | 1 | 0 | 0 | 0 | 0 | 0 | 0 | 0 | 4 | 8 | 4 | 7
2348 | 98 | 4 | 8 | 20 | 0 | 0 | 0 | 0 | 1 | 0 | 0 | 1 | 0 | 0 | 0 | 0 | 0 | 0 | 0 | 4 | 8 | 4 | 7
2349 | 98 | 4 | 8 | 21 | 0 | 0 | 0 | 0 | 1 | 0 | 0 | 1 | 0 | 0 | 0 | 0 | 0 | 0 | 0 | 4 | 8 | 4 | 7
2350 | 98 | 4 | 8 | 22 | 0 | 0 | 0 | 0 | 1 | 0 | 0 | 1 | 0 | 0 | 0 | 0 | 0 | 0 | 0 | 4 | 8 | 4 | 7
2351 | 98 | 4 | 8 | 23 | 0 | 0 | 0 | 0 | 1 | 0 | 0 | 1 | 0 | 0 | 0 | 0 | 0 | 0 | 0 | 4 | 8 | 4 | 7
2352 | 98 | 4 | 8 | 24 | 0 | 0 | 0 | 0 | 1 | 0 | 0 | 1 | 0 | 0 | 0 | 0 | 0 | 0 | 0 | 4 | 8 | 4 | 7
2353 | 99 | 4 | 9 | 1 | 0 | 0 | 0 | 0 | 1 | 0 | 0 | 1 | 0 | 0 | 0 | 0 | 0 | 0 | 0 | 4 | 9 | 4 | 8
2354 | 99 | 4 | 9 | 2 | 0 | 0 | 0 | 0 | 1 | 0 | 0 | 1 | 0 | 0 | 0 | 0 | 0 | 0 | 0 | 4 | 9 | 4 | 8
2355 | 99 | 4 | 9 | 3 | 0 | 0 | 0 | 0 | 1 | 0 | 0 | 1 | 0 | 0 | 0 | 0 | 0 | 0 | 0 | 4 | 9 | 4 | 8
2356 | 99 | 4 | 9 | 4 | 0 | 0 | 0 | 0 | 1 | 0 | 0 | 1 | 0 | 0 | 0 | 0 | 0 | 0 | 0 | 4 | 9 | 4 | 8
2357 | 99 | 4 | 9 | 5 | 0 | 0 | 0 | 0 | 1 | 0 | 0 | 1 | 0 | 0 | 0 | 0 | 0 | 0 | 0 | 4 | 9 | 4 | 8
2358 | 99 | 4 | 9 | 6 | 0 | 0 | 0 | 0 | 1 | 0 | 0 | 1 | 0 | 0 | 0 | 0 | 0 | 0 | 0 | 4 | 9 | 4 | 8
2359 | 99 | 4 | 9 | 7 | 0 | 0 | 0 | 0 | 1 | 0 | 0 | 1 | 0 | 0 | 0 | 0 | 0 | 0 | 0 | 4 | 9 | 4 | 8
2360 | 99 | 4 | 9 | 8 | 0 | 0 | 0 | 0 | 1 | 0 | 0 | 1 | 0 | 0 | 0 | 0 | 0 | 0 | 0 | 4 | 9 | 4 | 8
2361 | 99 | 4 | 9 | 9 | 0 | 0 | 0 | 0 | 1 | 0 | 0 | 1 | 0 | 0 | 0 | 0 | 0 | 0 | 0 | 4 | 9 | 4 | 8
2362 | 99 | 4 | 9 | 10 | 0 | 0 | 0 | 0 | 1 | 0 | 0 | 1 | 0 | 0 | 0 | 0 | 0 | 0 | 0 | 4 | 9 | 4 | 8
2363 | 99 | 4 | 9 | 11 | 0 | 0 | 0 | 0 | 1 | 0 | 0 | 1 | 0 | 0 | 0 | 0 | 0 | 0 | 0 | 4 | 9 | 4 | 8
2364 | 99 | 4 | 9 | 12 | 0 | 0 | 0 | 0 | 1 | 0 | 0 | 1 | 0 | 0 | 0 | 0 | 0 | 0 | 0 | 4 | 9 | 4 | 8
2365 | 99 | 4 | 9 | 13 | 0 | 0 | 0 | 0 | 1 | 0 | 0 | 1 | 0 | 0 | 0 | 0 | 0 | 0 | 0 | 4 | 9 | 4 | 8
2366 | 99 | 4 | 9 | 14 | 0 | 0 | 0 | 0 | 1 | 0 | 0 | 1 | 0 | 0 | 0 | 0 | 0 | 0 | 0 | 4 | 9 | 4 | 8
2367 | 99 | 4 | 9 | 15 | 0 | 0 | 0 | 0 | 1 | 0 | 0 | 1 | 0 | 0 | 0 | 0 | 0 | 0 | 0 | 4 | 9 | 4 | 8
2368 | 99 | 4 | 9 | 16 | 0 | 0 | 0 | 0 | 1 | 0 | 0 | 1 | 0 | 0 | 0 | 0 | 0 | 0 | 0 | 4 | 9 | 4 | 8
2369 | 99 | 4 | 9 | 17 | 0 | 0 | 0 | 0 | 1 | 0 | 0 | 1 | 0 | 0 | 0 | 0 | 0 | 0 | 0 | 4 | 9 | 4 | 8
2370 | 99 | 4 | 9 | 18 | 0 | 0 | 0 | 0 | 1 | 0 | 0 | 1 | 0 | 0 | 0 | 0 | 0 | 0 | 0 | 4 | 9 | 4 | 8
2371 | 99 | 4 | 9 | 19 | 0 | 0 | 0 | 0 | 1 | 0 | 0 | 1 | 0 | 0 | 0 | 0 | 0 | 0 | 0 | 4 | 9 | 4 | 8
2372 | 99 | 4 | 9 | 20 | 0 | 0 | 0 | 0 | 1 | 0 | 0 | 1 | 0 | 0 | 0 | 0 | 0 | 0 | 0 | 4 | 9 | 4 | 8
2373 | 99 | 4 | 9 | 21 | 0 | 0 | 0 | 0 | 1 | 0 | 0 | 1 | 0 | 0 | 0 | 0 | 0 | 0 | 0 | 4 | 9 | 4 | 8
2374 | 99 | 4 | 9 | 22 | 0 | 0 | 0 | 0 | 1 | 0 | 0 | 1 | 0 | 0 | 0 | 0 | 0 | 0 | 0 | 4 | 9 | 4 | 8
2375 | 99 | 4 | 9 | 23 | 0 | 0 | 0 | 0 | 1 | 0 | 0 | 1 | 0 | 0 | 0 | 0 | 0 | 0 | 0 | 4 | 9 | 4 | 8
2376 | 99 | 4 | 9 | 24 | 0 | 0 | 0 | 0 | 1 | 0 | 0 | 1 | 0 | 0 | 0 | 0 | 0 | 0 | 0 | 4 | 9 | 4 | 8
2377 | 100 | 4 | 10 | 1 | 1 | 0 | 0 | 0 | 1 | 0 | 0 | 1 | 0 | 0 | 0 | 0 | 0 | 0 | 0 | 4 | 10 | 4 | 9
2378 | 100 | 4 | 10 | 2 | 1 | 0 | 0 | 0 | 1 | 0 | 0 | 1 | 0 | 0 | 0 | 0 | 0 | 0 | 0 | 4 | 10 | 4 | 9
2379 | 100 | 4 | 10 | 3 | 1 | 0 | 0 | 0 | 1 | 0 | 0 | 1 | 0 | 0 | 0 | 0 | 0 | 0 | 0 | 4 | 10 | 4 | 9
2380 | 100 | 4 | 10 | 4 | 1 | 0 | 0 | 0 | 1 | 0 | 0 | 1 | 0 | 0 | 0 | 0 | 0 | 0 | 0 | 4 | 10 | 4 | 9
2381 | 100 | 4 | 10 | 5 | 1 | 0 | 0 | 0 | 1 | 0 | 0 | 1 | 0 | 0 | 0 | 0 | 0 | 0 | 0 | 4 | 10 | 4 | 9
2382 | 100 | 4 | 10 | 6 | 1 | 0 | 0 | 0 | 1 | 0 | 0 | 1 | 0 | 0 | 0 | 0 | 0 | 0 | 0 | 4 | 10 | 4 | 9
2383 | 100 | 4 | 10 | 7 | 1 | 0 | 0 | 0 | 1 | 0 | 0 | 1 | 0 | 0 | 0 | 0 | 0 | 0 | 0 | 4 | 10 | 4 | 9
2384 | 100 | 4 | 10 | 8 | 1 | 0 | 0 | 0 | 1 | 0 | 0 | 1 | 0 | 0 | 0 | 0 | 0 | 0 | 0 | 4 | 10 | 4 | 9
2385 | 100 | 4 | 10 | 9 | 1 | 0 | 0 | 0 | 1 | 0 | 0 | 1 | 0 | 0 | 0 | 0 | 0 | 0 | 0 | 4 | 10 | 4 | 9
2386 | 100 | 4 | 10 | 10 | 1 | 0 | 0 | 0 | 1 | 0 | 0 | 1 | 0 | 0 | 0 | 0 | 0 | 0 | 0 | 4 | 10 | 4 | 9
2387 | 100 | 4 | 10 | 11 | 1 | 0 | 0 | 0 | 1 | 0 | 0 | 1 | 0 | 0 | 0 | 0 | 0 | 0 | 0 | 4 | 10 | 4 | 9
2388 | 100 | 4 | 10 | 12 | 1 | 0 | 0 | 0 | 1 | 0 | 0 | 1 | 0 | 0 | 0 | 0 | 0 | 0 | 0 | 4 | 10 | 4 | 9
2389 | 100 | 4 | 10 | 13 | 1 | 0 | 0 | 0 | 1 | 0 | 0 | 1 | 0 | 0 | 0 | 0 | 0 | 0 | 0 | 4 | 10 | 4 | 9
2390 | 100 | 4 | 10 | 14 | 1 | 0 | 0 | 0 | 1 | 0 | 0 | 1 | 0 | 0 | 0 | 0 | 0 | 0 | 0 | 4 | 10 | 4 | 9
2391 | 100 | 4 | 10 | 15 | 1 | 0 | 0 | 0 | 1 | 0 | 0 | 1 | 0 | 0 | 0 | 0 | 0 | 0 | 0 | 4 | 10 | 4 | 9
2392 | 100 | 4 | 10 | 16 | 1 | 0 | 0 | 0 | 1 | 0 | 0 | 1 | 0 | 0 | 0 | 0 | 0 | 0 | 0 | 4 | 10 | 4 | 9
2393 | 100 | 4 | 10 | 17 | 1 | 0 | 0 | 0 | 1 | 0 | 0 | 1 | 0 | 0 | 0 | 0 | 0 | 0 | 0 | 4 | 10 | 4 | 9
2394 | 100 | 4 | 10 | 18 | 1 | 0 | 0 | 0 | 1 | 0 | 0 | 1 | 0 | 0 | 0 | 0 | 0 | 0 | 0 | 4 | 10 | 4 | 9
2395 | 100 | 4 | 10 | 19 | 1 | 0 | 0 | 0 | 1 | 0 | 0 | 1 | 0 | 0 | 0 | 0 | 0 | 0 | 0 | 4 | 10 | 4 | 9
2396 | 100 | 4 | 10 | 20 | 1 | 0 | 0 | 0 | 1 | 0 | 0 | 1 | 0 | 0 | 0 | 0 | 0 | 0 | 0 | 4 | 10 | 4 | 9
2397 | 100 | 4 | 10 | 21 | 1 | 0 | 0 | 0 | 1 | 0 | 0 | 1 | 0 | 0 | 0 | 0 | 0 | 0 | 0 | 4 | 10 | 4 | 9
2398 | 100 | 4 | 10 | 22 | 1 | 0 | 0 | 0 | 1 | 0 | 0 | 1 | 0 | 0 | 0 | 0 | 0 | 0 | 0 | 4 | 10 | 4 | 9
2399 | 100 | 4 | 10 | 23 | 1 | 0 | 0 | 0 | 1 | 0 | 0 | 1 | 0 | 0 | 0 | 0 | 0 | 0 | 0 | 4 | 10 | 4 | 9
2400 | 100 | 4 | 10 | 24 | 1 | 0 | 0 | 0 | 1 | 0 | 0 | 1 | 0 | 0 | 0 | 0 | 0 | 0 | 0 | 4 | 10 | 4 | 9
2401 | 101 | 4 | 11 | 1 | 1 | 0 | 0 | 0 | 1 | 0 | 0 | 1 | 0 | 0 | 0 | 0 | 0 | 0 | 0 | 4 | 11 | 4 | 10
2402 | 101 | 4 | 11 | 2 | 1 | 0 | 0 | 0 | 1 | 0 | 0 | 1 | 0 | 0 | 0 | 0 | 0 | 0 | 0 | 4 | 11 | 4 | 10
2403 | 101 | 4 | 11 | 3 | 1 | 0 | 0 | 0 | 1 | 0 | 0 | 1 | 0 | 0 | 0 | 0 | 0 | 0 | 0 | 4 | 11 | 4 | 10
2404 | 101 | 4 | 11 | 4 | 1 | 0 | 0 | 0 | 1 | 0 | 0 | 1 | 0 | 0 | 0 | 0 | 0 | 0 | 0 | 4 | 11 | 4 | 10
2405 | 101 | 4 | 11 | 5 | 1 | 0 | 0 | 0 | 1 | 0 | 0 | 1 | 0 | 0 | 0 | 0 | 0 | 0 | 0 | 4 | 11 | 4 | 10
2406 | 101 | 4 | 11 | 6 | 1 | 0 | 0 | 0 | 1 | 0 | 0 | 1 | 0 | 0 | 0 | 0 | 0 | 0 | 0 | 4 | 11 | 4 | 10
2407 | 101 | 4 | 11 | 7 | 1 | 0 | 0 | 0 | 1 | 0 | 0 | 1 | 0 | 0 | 0 | 0 | 0 | 0 | 0 | 4 | 11 | 4 | 10
2408 | 101 | 4 | 11 | 8 | 1 | 0 | 0 | 0 | 1 | 0 | 0 | 1 | 0 | 0 | 0 | 0 | 0 | 0 | 0 | 4 | 11 | 4 | 10
2409 | 101 | 4 | 11 | 9 | 1 | 0 | 0 | 0 | 1 | 0 | 0 | 1 | 0 | 0 | 0 | 0 | 0 | 0 | 0 | 4 | 11 | 4 | 10
2410 | 101 | 4 | 11 | 10 | 1 | 0 | 0 | 0 | 1 | 0 | 0 | 1 | 0 | 0 | 0 | 0 | 0 | 0 | 0 | 4 | 11 | 4 | 10
2411 | 101 | 4 | 11 | 11 | 1 | 0 | 0 | 0 | 1 | 0 | 0 | 1 | 0 | 0 | 0 | 0 | 0 | 0 | 0 | 4 | 11 | 4 | 10
2412 | 101 | 4 | 11 | 12 | 1 | 0 | 0 | 0 | 1 | 0 | 0 | 1 | 0 | 0 | 0 | 0 | 0 | 0 | 0 | 4 | 11 | 4 | 10
2413 | 101 | 4 | 11 | 13 | 1 | 0 | 0 | 0 | 1 | 0 | 0 | 1 | 0 | 0 | 0 | 0 | 0 | 0 | 0 | 4 | 11 | 4 | 10
2414 | 101 | 4 | 11 | 14 | 1 | 0 | 0 | 0 | 1 | 0 | 0 | 1 | 0 | 0 | 0 | 0 | 0 | 0 | 0 | 4 | 11 | 4 | 10
2415 | 101 | 4 | 11 | 15 | 1 | 0 | 0 | 0 | 1 | 0 | 0 | 1 | 0 | 0 | 0 | 0 | 0 | 0 | 0 | 4 | 11 | 4 | 10
2416 | 101 | 4 | 11 | 16 | 1 | 0 | 0 | 0 | 1 | 0 | 0 | 1 | 0 | 0 | 0 | 0 | 0 | 0 | 0 | 4 | 11 | 4 | 10
2417 | 101 | 4 | 11 | 17 | 1 | 0 | 0 | 0 | 1 | 0 | 0 | 1 | 0 | 0 | 0 | 0 | 0 | 0 | 0 | 4 | 11 | 4 | 10
2418 | 101 | 4 | 11 | 18 | 1 | 0 | 0 | 0 | 1 | 0 | 0 | 1 | 0 | 0 | 0 | 0 | 0 | 0 | 0 | 4 | 11 | 4 | 10
2419 | 101 | 4 | 11 | 19 | 1 | 0 | 0 | 0 | 1 | 0 | 0 | 1 | 0 | 0 | 0 | 0 | 0 | 0 | 0 | 4 | 11 | 4 | 10
2420 | 101 | 4 | 11 | 20 | 1 | 0 | 0 | 0 | 1 | 0 | 0 | 1 | 0 | 0 | 0 | 0 | 0 | 0 | 0 | 4 | 11 | 4 | 10
2421 | 101 | 4 | 11 | 21 | 1 | 0 | 0 | 0 | 1 | 0 | 0 | 1 | 0 | 0 | 0 | 0 | 0 | 0 | 0 | 4 | 11 | 4 | 10
2422 | 101 | 4 | 11 | 22 | 1 | 0 | 0 | 0 | 1 | 0 | 0 | 1 | 0 | 0 | 0 | 0 | 0 | 0 | 0 | 4 | 11 | 4 | 10
2423 | 101 | 4 | 11 | 23 | 1 | 0 | 0 | 0 | 1 | 0 | 0 | 1 | 0 | 0 | 0 | 0 | 0 | 0 | 0 | 4 | 11 | 4 | 10
2424 | 101 | 4 | 11 | 24 | 1 | 0 | 0 | 0 | 1 | 0 | 0 | 1 | 0 | 0 | 0 | 0 | 0 | 0 | 0 | 4 | 11 | 4 | 10
2425 | 102 | 4 | 12 | 1 | 1 | 0 | 0 | 0 | 1 | 0 | 0 | 1 | 0 | 0 | 0 | 0 | 0 | 0 | 0 | 4 | 12 | 4 | 11
2426 | 102 | 4 | 12 | 2 | 1 | 0 | 0 | 0 | 1 | 0 | 0 | 1 | 0 | 0 | 0 | 0 | 0 | 0 | 0 | 4 | 12 | 4 | 11
2427 | 102 | 4 | 12 | 3 | 1 | 0 | 0 | 0 | 1 | 0 | 0 | 1 | 0 | 0 | 0 | 0 | 0 | 0 | 0 | 4 | 12 | 4 | 11
2428 | 102 | 4 | 12 | 4 | 1 | 0 | 0 | 0 | 1 | 0 | 0 | 1 | 0 | 0 | 0 | 0 | 0 | 0 | 0 | 4 | 12 | 4 | 11
2429 | 102 | 4 | 12 | 5 | 1 | 0 | 0 | 0 | 1 | 0 | 0 | 1 | 0 | 0 | 0 | 0 | 0 | 0 | 0 | 4 | 12 | 4 | 11
2430 | 102 | 4 | 12 | 6 | 1 | 0 | 0 | 0 | 1 | 0 | 0 | 1 | 0 | 0 | 0 | 0 | 0 | 0 | 0 | 4 | 12 | 4 | 11
2431 | 102 | 4 | 12 | 7 | 1 | 0 | 0 | 0 | 1 | 0 | 0 | 1 | 0 | 0 | 0 | 0 | 0 | 0 | 0 | 4 | 12 | 4 | 11
2432 | 102 | 4 | 12 | 8 | 1 | 0 | 0 | 0 | 1 | 0 | 0 | 1 | 0 | 0 | 0 | 0 | 0 | 0 | 0 | 4 | 12 | 4 | 11
2433 | 102 | 4 | 12 | 9 | 1 | 0 | 0 | 0 | 1 | 0 | 0 | 1 | 0 | 0 | 0 | 0 | 0 | 0 | 0 | 4 | 12 | 4 | 11
2434 | 102 | 4 | 12 | 10 | 1 | 0 | 0 | 0 | 1 | 0 | 0 | 1 | 0 | 0 | 0 | 0 | 0 | 0 | 0 | 4 | 12 | 4 | 11
2435 | 102 | 4 | 12 | 11 | 1 | 0 | 0 | 0 | 1 | 0 | 0 | 1 | 0 | 0 | 0 | 0 | 0 | 0 | 0 | 4 | 12 | 4 | 11
2436 | 102 | 4 | 12 | 12 | 1 | 0 | 0 | 0 | 1 | 0 | 0 | 1 | 0 | 0 | 0 | 0 | 0 | 0 | 0 | 4 | 12 | 4 | 11
2437 | 102 | 4 | 12 | 13 | 1 | 0 | 0 | 0 | 1 | 0 | 0 | 1 | 0 | 0 | 0 | 0 | 0 | 0 | 0 | 4 | 12 | 4 | 11
2438 | 102 | 4 | 12 | 14 | 1 | 0 | 0 | 0 | 1 | 0 | 0 | 1 | 0 | 0 | 0 | 0 | 0 | 0 | 0 | 4 | 12 | 4 | 11
2439 | 102 | 4 | 12 | 15 | 1 | 0 | 0 | 0 | 1 | 0 | 0 | 1 | 0 | 0 | 0 | 0 | 0 | 0 | 0 | 4 | 12 | 4 | 11
2440 | 102 | 4 | 12 | 16 | 1 | 0 | 0 | 0 | 1 | 0 | 0 | 1 | 0 | 0 | 0 | 0 | 0 | 0 | 0 | 4 | 12 | 4 | 11
2441 | 102 | 4 | 12 | 17 | 1 | 0 | 0 | 0 | 1 | 0 | 0 | 1 | 0 | 0 | 0 | 0 | 0 | 0 | 0 | 4 | 12 | 4 | 11
2442 | 102 | 4 | 12 | 18 | 1 | 0 | 0 | 0 | 1 | 0 | 0 | 1 | 0 | 0 | 0 | 0 | 0 | 0 | 0 | 4 | 12 | 4 | 11
2443 | 102 | 4 | 12 | 19 | 1 | 0 | 0 | 0 | 1 | 0 | 0 | 1 | 0 | 0 | 0 | 0 | 0 | 0 | 0 | 4 | 12 | 4 | 11
2444 | 102 | 4 | 12 | 20 | 1 | 0 | 0 | 0 | 1 | 0 | 0 | 1 | 0 | 0 | 0 | 0 | 0 | 0 | 0 | 4 | 12 | 4 | 11
2445 | 102 | 4 | 12 | 21 | 1 | 0 | 0 | 0 | 1 | 0 | 0 | 1 | 0 | 0 | 0 | 0 | 0 | 0 | 0 | 4 | 12 | 4 | 11
2446 | 102 | 4 | 12 | 22 | 1 | 0 | 0 | 0 | 1 | 0 | 0 | 1 | 0 | 0 | 0 | 0 | 0 | 0 | 0 | 4 | 12 | 4 | 11
2447 | 102 | 4 | 12 | 23 | 1 | 0 | 0 | 0 | 1 | 0 | 0 | 1 | 0 | 0 | 0 | 0 | 0 | 0 | 0 | 4 | 12 | 4 | 11
2448 | 102 | 4 | 12 | 24 | 1 | 0 | 0 | 0 | 1 | 0 | 0 | 1 | 0 | 0 | 0 | 0 | 0 | 0 | 0 | 4 | 12 | 4 | 11
2449 | 103 | 4 | 13 | 1 | 1 | 0 | 0 | 0 | 1 | 0 | 0 | 1 | 0 | 0 | 0 | 0 | 0 | 0 | 0 | 4 | 13 | 4 | 12
2450 | 103 | 4 | 13 | 2 | 1 | 0 | 0 | 0 | 1 | 0 | 0 | 1 | 0 | 0 | 0 | 0 | 0 | 0 | 0 | 4 | 13 | 4 | 12
2451 | 103 | 4 | 13 | 3 | 1 | 0 | 0 | 0 | 1 | 0 | 0 | 1 | 0 | 0 | 0 | 0 | 0 | 0 | 0 | 4 | 13 | 4 | 12
2452 | 103 | 4 | 13 | 4 | 1 | 0 | 0 | 0 | 1 | 0 | 0 | 1 | 0 | 0 | 0 | 0 | 0 | 0 | 0 | 4 | 13 | 4 | 12
2453 | 103 | 4 | 13 | 5 | 1 | 0 | 0 | 0 | 1 | 0 | 0 | 1 | 0 | 0 | 0 | 0 | 0 | 0 | 0 | 4 | 13 | 4 | 12
2454 | 103 | 4 | 13 | 6 | 1 | 0 | 0 | 0 | 1 | 0 | 0 | 1 | 0 | 0 | 0 | 0 | 0 | 0 | 0 | 4 | 13 | 4 | 12
2455 | 103 | 4 | 13 | 7 | 1 | 0 | 0 | 0 | 1 | 0 | 0 | 1 | 0 | 0 | 0 | 0 | 0 | 0 | 0 | 4 | 13 | 4 | 12
2456 | 103 | 4 | 13 | 8 | 1 | 0 | 0 | 0 | 1 | 0 | 0 | 1 | 0 | 0 | 0 | 0 | 0 | 0 | 0 | 4 | 13 | 4 | 12
2457 | 103 | 4 | 13 | 9 | 1 | 0 | 0 | 0 | 1 | 0 | 0 | 1 | 0 | 0 | 0 | 0 | 0 | 0 | 0 | 4 | 13 | 4 | 12
2458 | 103 | 4 | 13 | 10 | 1 | 0 | 0 | 0 | 1 | 0 | 0 | 1 | 0 | 0 | 0 | 0 | 0 | 0 | 0 | 4 | 13 | 4 | 12
2459 | 103 | 4 | 13 | 11 | 1 | 0 | 0 | 0 | 1 | 0 | 0 | 1 | 0 | 0 | 0 | 0 | 0 | 0 | 0 | 4 | 13 | 4 | 12
2460 | 103 | 4 | 13 | 12 | 1 | 0 | 0 | 0 | 1 | 0 | 0 | 1 | 0 | 0 | 0 | 0 | 0 | 0 | 0 | 4 | 13 | 4 | 12
2461 | 103 | 4 | 13 | 13 | 1 | 0 | 0 | 0 | 1 | 0 | 0 | 1 | 0 | 0 | 0 | 0 | 0 | 0 | 0 | 4 | 13 | 4 | 12
2462 | 103 | 4 | 13 | 14 | 1 | 0 | 0 | 0 | 1 | 0 | 0 | 1 | 0 | 0 | 0 | 0 | 0 | 0 | 0 | 4 | 13 | 4 | 12
2463 | 103 | 4 | 13 | 15 | 1 | 0 | 0 | 0 | 1 | 0 | 0 | 1 | 0 | 0 | 0 | 0 | 0 | 0 | 0 | 4 | 13 | 4 | 12
2464 | 103 | 4 | 13 | 16 | 1 | 0 | 0 | 0 | 1 | 0 | 0 | 1 | 0 | 0 | 0 | 0 | 0 | 0 | 0 | 4 | 13 | 4 | 12
2465 | 103 | 4 | 13 | 17 | 1 | 0 | 0 | 0 | 1 | 0 | 0 | 1 | 0 | 0 | 0 | 0 | 0 | 0 | 0 | 4 | 13 | 4 | 12
2466 | 103 | 4 | 13 | 18 | 1 | 0 | 0 | 0 | 1 | 0 | 0 | 1 | 0 | 0 | 0 | 0 | 0 | 0 | 0 | 4 | 13 | 4 | 12
2467 | 103 | 4 | 13 | 19 | 1 | 0 | 0 | 0 | 1 | 0 | 0 | 1 | 0 | 0 | 0 | 0 | 0 | 0 | 0 | 4 | 13 | 4 | 12
2468 | 103 | 4 | 13 | 20 | 1 | 0 | 0 | 0 | 1 | 0 | 0 | 1 | 0 | 0 | 0 | 0 | 0 | 0 | 0 | 4 | 13 | 4 | 12
2469 | 103 | 4 | 13 | 21 | 1 | 0 | 0 | 0 | 1 | 0 | 0 | 1 | 0 | 0 | 0 | 0 | 0 | 0 | 0 | 4 | 13 | 4 | 12
2470 | 103 | 4 | 13 | 22 | 1 | 0 | 0 | 0 | 1 | 0 | 0 | 1 | 0 | 0 | 0 | 0 | 0 | 0 | 0 | 4 | 13 | 4 | 12
2471 | 103 | 4 | 13 | 23 | 1 | 0 | 0 | 0 | 1 | 0 | 0 | 1 | 0 | 0 | 0 | 0 | 0 | 0 | 0 | 4 | 13 | 4 | 12
2472 | 103 | 4 | 13 | 24 | 1 | 0 | 0 | 0 | 1 | 0 | 0 | 1 | 0 | 0 | 0 | 0 | 0 | 0 | 0 | 4 | 13 | 4 | 12
2473 | 104 | 4 | 14 | 1 | 1 | 0 | 0 | 0 | 1 | 0 | 0 | 1 | 0 | 0 | 0 | 0 | 0 | 0 | 0 | 4 | 14 | 4 | 13
2474 | 104 | 4 | 14 | 2 | 1 | 0 | 0 | 0 | 1 | 0 | 0 | 1 | 0 | 0 | 0 | 0 | 0 | 0 | 0 | 4 | 14 | 4 | 13
2475 | 104 | 4 | 14 | 3 | 1 | 0 | 0 | 0 | 1 | 0 | 0 | 1 | 0 | 0 | 0 | 0 | 0 | 0 | 0 | 4 | 14 | 4 | 13
2476 | 104 | 4 | 14 | 4 | 1 | 0 | 0 | 0 | 1 | 0 | 0 | 1 | 0 | 0 | 0 | 0 | 0 | 0 | 0 | 4 | 14 | 4 | 13
2477 | 104 | 4 | 14 | 5 | 1 | 0 | 0 | 0 | 1 | 0 | 0 | 1 | 0 | 0 | 0 | 0 | 0 | 0 | 0 | 4 | 14 | 4 | 13
2478 | 104 | 4 | 14 | 6 | 1 | 0 | 0 | 0 | 1 | 0 | 0 | 1 | 0 | 0 | 0 | 0 | 0 | 0 | 0 | 4 | 14 | 4 | 13
2479 | 104 | 4 | 14 | 7 | 1 | 0 | 0 | 0 | 1 | 0 | 0 | 1 | 0 | 0 | 0 | 0 | 0 | 0 | 0 | 4 | 14 | 4 | 13
2480 | 104 | 4 | 14 | 8 | 1 | 0 | 0 | 0 | 1 | 0 | 0 | 1 | 0 | 0 | 0 | 0 | 0 | 0 | 0 | 4 | 14 | 4 | 13
2481 | 104 | 4 | 14 | 9 | 1 | 0 | 0 | 0 | 1 | 0 | 0 | 1 | 0 | 0 | 0 | 0 | 0 | 0 | 0 | 4 | 14 | 4 | 13
2482 | 104 | 4 | 14 | 10 | 1 | 0 | 0 | 0 | 1 | 0 | 0 | 1 | 0 | 0 | 0 | 0 | 0 | 0 | 0 | 4 | 14 | 4 | 13
2483 | 104 | 4 | 14 | 11 | 1 | 0 | 0 | 0 | 1 | 0 | 0 | 1 | 0 | 0 | 0 | 0 | 0 | 0 | 0 | 4 | 14 | 4 | 13
2484 | 104 | 4 | 14 | 12 | 1 | 0 | 0 | 0 | 1 | 0 | 0 | 1 | 0 | 0 | 0 | 0 | 0 | 0 | 0 | 4 | 14 | 4 | 13
2485 | 104 | 4 | 14 | 13 | 1 | 0 | 0 | 0 | 1 | 0 | 0 | 1 | 0 | 0 | 0 | 0 | 0 | 0 | 0 | 4 | 14 | 4 | 13
2486 | 104 | 4 | 14 | 14 | 1 | 0 | 0 | 0 | 1 | 0 | 0 | 1 | 0 | 0 | 0 | 0 | 0 | 0 | 0 | 4 | 14 | 4 | 13
2487 | 104 | 4 | 14 | 15 | 1 | 0 | 0 | 0 | 1 | 0 | 0 | 1 | 0 | 0 | 0 | 0 | 0 | 0 | 0 | 4 | 14 | 4 | 13
2488 | 104 | 4 | 14 | 16 | 1 | 0 | 0 | 0 | 1 | 0 | 0 | 1 | 0 | 0 | 0 | 0 | 0 | 0 | 0 | 4 | 14 | 4 | 13
2489 | 104 | 4 | 14 | 17 | 1 | 0 | 0 | 0 | 1 | 0 | 0 | 1 | 0 | 0 | 0 | 0 | 0 | 0 | 0 | 4 | 14 | 4 | 13
2490 | 104 | 4 | 14 | 18 | 1 | 0 | 0 | 0 | 1 | 0 | 0 | 1 | 0 | 0 | 0 | 0 | 0 | 0 | 0 | 4 | 14 | 4 | 13
2491 | 104 | 4 | 14 | 19 | 1 | 0 | 0 | 0 | 1 | 0 | 0 | 1 | 0 | 0 | 0 | 0 | 0 | 0 | 0 | 4 | 14 | 4 | 13
2492 | 104 | 4 | 14 | 20 | 1 | 0 | 0 | 0 | 1 | 0 | 0 | 1 | 0 | 0 | 0 | 0 | 0 | 0 | 0 | 4 | 14 | 4 | 13
2493 | 104 | 4 | 14 | 21 | 1 | 0 | 0 | 0 | 1 | 0 | 0 | 1 | 0 | 0 | 0 | 0 | 0 | 0 | 0 | 4 | 14 | 4 | 13
2494 | 104 | 4 | 14 | 22 | 1 | 0 | 0 | 0 | 1 | 0 | 0 | 1 | 0 | 0 | 0 | 0 | 0 | 0 | 0 | 4 | 14 | 4 | 13
2495 | 104 | 4 | 14 | 23 | 1 | 0 | 0 | 0 | 1 | 0 | 0 | 1 | 0 | 0 | 0 | 0 | 0 | 0 | 0 | 4 | 14 | 4 | 13
2496 | 104 | 4 | 14 | 24 | 1 | 0 | 0 | 0 | 1 | 0 | 0 | 1 | 0 | 0 | 0 | 0 | 0 | 0 | 0 | 4 | 14 | 4 | 13
2497 | 105 | 4 | 15 | 1 | 0 | 0 | 0 | 0 | 1 | 0 | 0 | 1 | 0 | 0 | 0 | 0 | 0 | 0 | 0 | 4 | 15 | 4 | 14
2498 | 105 | 4 | 15 | 2 | 0 | 0 | 0 | 0 | 1 | 0 | 0 | 1 | 0 | 0 | 0 | 0 | 0 | 0 | 0 | 4 | 15 | 4 | 14
2499 | 105 | 4 | 15 | 3 | 0 | 0 | 0 | 0 | 1 | 0 | 0 | 1 | 0 | 0 | 0 | 0 | 0 | 0 | 0 | 4 | 15 | 4 | 14
2500 | 105 | 4 | 15 | 4 | 0 | 0 | 0 | 0 | 1 | 0 | 0 | 1 | 0 | 0 | 0 | 0 | 0 | 0 | 0 | 4 | 15 | 4 | 14
2501 | 105 | 4 | 15 | 5 | 0 | 0 | 0 | 0 | 1 | 0 | 0 | 1 | 0 | 0 | 0 | 0 | 0 | 0 | 0 | 4 | 15 | 4 | 14
2502 | 105 | 4 | 15 | 6 | 0 | 0 | 0 | 0 | 1 | 0 | 0 | 1 | 0 | 0 | 0 | 0 | 0 | 0 | 0 | 4 | 15 | 4 | 14
2503 | 105 | 4 | 15 | 7 | 0 | 0 | 0 | 0 | 1 | 0 | 0 | 1 | 0 | 0 | 0 | 0 | 0 | 0 | 0 | 4 | 15 | 4 | 14
2504 | 105 | 4 | 15 | 8 | 0 | 0 | 0 | 0 | 1 | 0 | 0 | 1 | 0 | 0 | 0 | 0 | 0 | 0 | 0 | 4 | 15 | 4 | 14
2505 | 105 | 4 | 15 | 9 | 0 | 0 | 0 | 0 | 1 | 0 | 0 | 1 | 0 | 0 | 0 | 0 | 0 | 0 | 0 | 4 | 15 | 4 | 14
2506 | 105 | 4 | 15 | 10 | 0 | 0 | 0 | 0 | 1 | 0 | 0 | 1 | 0 | 0 | 0 | 0 | 0 | 0 | 0 | 4 | 15 | 4 | 14
2507 | 105 | 4 | 15 | 11 | 0 | 0 | 0 | 0 | 1 | 0 | 0 | 1 | 0 | 0 | 0 | 0 | 0 | 0 | 0 | 4 | 15 | 4 | 14
2508 | 105 | 4 | 15 | 12 | 0 | 0 | 0 | 0 | 1 | 0 | 0 | 1 | 0 | 0 | 0 | 0 | 0 | 0 | 0 | 4 | 15 | 4 | 14
2509 | 105 | 4 | 15 | 13 | 0 | 0 | 0 | 0 | 1 | 0 | 0 | 1 | 0 | 0 | 0 | 0 | 0 | 0 | 0 | 4 | 15 | 4 | 14
2510 | 105 | 4 | 15 | 14 | 0 | 0 | 0 | 0 | 1 | 0 | 0 | 1 | 0 | 0 | 0 | 0 | 0 | 0 | 0 | 4 | 15 | 4 | 14
2511 | 105 | 4 | 15 | 15 | 0 | 0 | 0 | 0 | 1 | 0 | 0 | 1 | 0 | 0 | 0 | 0 | 0 | 0 | 0 | 4 | 15 | 4 | 14
2512 | 105 | 4 | 15 | 16 | 0 | 0 | 0 | 0 | 1 | 0 | 0 | 1 | 0 | 0 | 0 | 0 | 0 | 0 | 0 | 4 | 15 | 4 | 14
2513 | 105 | 4 | 15 | 17 | 0 | 0 | 0 | 0 | 1 | 0 | 0 | 1 | 0 | 0 | 0 | 0 | 0 | 0 | 0 | 4 | 15 | 4 | 14
2514 | 105 | 4 | 15 | 18 | 0 | 0 | 0 | 0 | 1 | 0 | 0 | 1 | 0 | 0 | 0 | 0 | 0 | 0 | 0 | 4 | 15 | 4 | 14
2515 | 105 | 4 | 15 | 19 | 0 | 0 | 0 | 0 | 1 | 0 | 0 | 1 | 0 | 0 | 0 | 0 | 0 | 0 | 0 | 4 | 15 | 4 | 14
2516 | 105 | 4 | 15 | 20 | 0 | 0 | 0 | 0 | 1 | 0 | 0 | 1 | 0 | 0 | 0 | 0 | 0 | 0 | 0 | 4 | 15 | 4 | 14
2517 | 105 | 4 | 15 | 21 | 0 | 0 | 0 | 0 | 1 | 0 | 0 | 1 | 0 | 0 | 0 | 0 | 0 | 0 | 0 | 4 | 15 | 4 | 14
2518 | 105 | 4 | 15 | 22 | 0 | 0 | 0 | 0 | 1 | 0 | 0 | 1 | 0 | 0 | 0 | 0 | 0 | 0 | 0 | 4 | 15 | 4 | 14
2519 | 105 | 4 | 15 | 23 | 0 | 0 | 0 | 0 | 1 | 0 | 0 | 1 | 0 | 0 | 0 | 0 | 0 | 0 | 0 | 4 | 15 | 4 | 14
2520 | 105 | 4 | 15 | 24 | 0 | 0 | 0 | 0 | 1 | 0 | 0 | 1 | 0 | 0 | 0 | 0 | 0 | 0 | 0 | 4 | 15 | 4 | 14
2521 | 106 | 4 | 16 | 1 | 0 | 0 | 0 | 0 | 1 | 0 | 0 | 1 | 0 | 0 | 0 | 0 | 0 | 0 | 0 | 4 | 16 | 4 | 15
2522 | 106 | 4 | 16 | 2 | 0 | 0 | 0 | 0 | 1 | 0 | 0 | 1 | 0 | 0 | 0 | 0 | 0 | 0 | 0 | 4 | 16 | 4 | 15
2523 | 106 | 4 | 16 | 3 | 0 | 0 | 0 | 0 | 1 | 0 | 0 | 1 | 0 | 0 | 0 | 0 | 0 | 0 | 0 | 4 | 16 | 4 | 15
2524 | 106 | 4 | 16 | 4 | 0 | 0 | 0 | 0 | 1 | 0 | 0 | 1 | 0 | 0 | 0 | 0 | 0 | 0 | 0 | 4 | 16 | 4 | 15
2525 | 106 | 4 | 16 | 5 | 0 | 0 | 0 | 0 | 1 | 0 | 0 | 1 | 0 | 0 | 0 | 0 | 0 | 0 | 0 | 4 | 16 | 4 | 15
2526 | 106 | 4 | 16 | 6 | 0 | 0 | 0 | 0 | 1 | 0 | 0 | 1 | 0 | 0 | 0 | 0 | 0 | 0 | 0 | 4 | 16 | 4 | 15
2527 | 106 | 4 | 16 | 7 | 0 | 0 | 0 | 0 | 1 | 0 | 0 | 1 | 0 | 0 | 0 | 0 | 0 | 0 | 0 | 4 | 16 | 4 | 15
2528 | 106 | 4 | 16 | 8 | 0 | 0 | 0 | 0 | 1 | 0 | 0 | 1 | 0 | 0 | 0 | 0 | 0 | 0 | 0 | 4 | 16 | 4 | 15
2529 | 106 | 4 | 16 | 9 | 0 | 0 | 0 | 0 | 1 | 0 | 0 | 1 | 0 | 0 | 0 | 0 | 0 | 0 | 0 | 4 | 16 | 4 | 15
2530 | 106 | 4 | 16 | 10 | 0 | 0 | 0 | 0 | 1 | 0 | 0 | 1 | 0 | 0 | 0 | 0 | 0 | 0 | 0 | 4 | 16 | 4 | 15
2531 | 106 | 4 | 16 | 11 | 0 | 0 | 0 | 0 | 1 | 0 | 0 | 1 | 0 | 0 | 0 | 0 | 0 | 0 | 0 | 4 | 16 | 4 | 15
2532 | 106 | 4 | 16 | 12 | 0 | 0 | 0 | 0 | 1 | 0 | 0 | 1 | 0 | 0 | 0 | 0 | 0 | 0 | 0 | 4 | 16 | 4 | 15
2533 | 106 | 4 | 16 | 13 | 0 | 0 | 0 | 0 | 1 | 0 | 0 | 1 | 0 | 0 | 0 | 0 | 0 | 0 | 0 | 4 | 16 | 4 | 15
2534 | 106 | 4 | 16 | 14 | 0 | 0 | 0 | 0 | 1 | 0 | 0 | 1 | 0 | 0 | 0 | 0 | 0 | 0 | 0 | 4 | 16 | 4 | 15
2535 | 106 | 4 | 16 | 15 | 0 | 0 | 0 | 0 | 1 | 0 | 0 | 1 | 0 | 0 | 0 | 0 | 0 | 0 | 0 | 4 | 16 | 4 | 15
2536 | 106 | 4 | 16 | 16 | 0 | 0 | 0 | 0 | 1 | 0 | 0 | 1 | 0 | 0 | 0 | 0 | 0 | 0 | 0 | 4 | 16 | 4 | 15
2537 | 106 | 4 | 16 | 17 | 0 | 0 | 0 | 0 | 1 | 0 | 0 | 1 | 0 | 0 | 0 | 0 | 0 | 0 | 0 | 4 | 16 | 4 | 15
2538 | 106 | 4 | 16 | 18 | 0 | 0 | 0 | 0 | 1 | 0 | 0 | 1 | 0 | 0 | 0 | 0 | 0 | 0 | 0 | 4 | 16 | 4 | 15
2539 | 106 | 4 | 16 | 19 | 0 | 0 | 0 | 0 | 1 | 0 | 0 | 1 | 0 | 0 | 0 | 0 | 0 | 0 | 0 | 4 | 16 | 4 | 15
2540 | 106 | 4 | 16 | 20 | 0 | 0 | 0 | 0 | 1 | 0 | 0 | 1 | 0 | 0 | 0 | 0 | 0 | 0 | 0 | 4 | 16 | 4 | 15
2541 | 106 | 4 | 16 | 21 | 0 | 0 | 0 | 0 | 1 | 0 | 0 | 1 | 0 | 0 | 0 | 0 | 0 | 0 | 0 | 4 | 16 | 4 | 15
2542 | 106 | 4 | 16 | 22 | 0 | 0 | 0 | 0 | 1 | 0 | 0 | 1 | 0 | 0 | 0 | 0 | 0 | 0 | 0 | 4 | 16 | 4 | 15
2543 | 106 | 4 | 16 | 23 | 0 | 0 | 0 | 0 | 1 | 0 | 0 | 1 | 0 | 0 | 0 | 0 | 0 | 0 | 0 | 4 | 16 | 4 | 15
2544 | 106 | 4 | 16 | 24 | 0 | 0 | 0 | 0 | 1 | 0 | 0 | 1 | 0 | 0 | 0 | 0 | 0 | 0 | 0 | 4 | 16 | 4 | 15
2545 | 107 | 4 | 17 | 1 | 1 | 0 | 0 | 0 | 1 | 0 | 0 | 1 | 0 | 0 | 0 | 0 | 0 | 0 | 0 | 4 | 17 | 4 | 16
2546 | 107 | 4 | 17 | 2 | 1 | 0 | 0 | 0 | 1 | 0 | 0 | 1 | 0 | 0 | 0 | 0 | 0 | 0 | 0 | 4 | 17 | 4 | 16
2547 | 107 | 4 | 17 | 3 | 1 | 0 | 0 | 0 | 1 | 0 | 0 | 1 | 0 | 0 | 0 | 0 | 0 | 0 | 0 | 4 | 17 | 4 | 16
2548 | 107 | 4 | 17 | 4 | 1 | 0 | 0 | 0 | 1 | 0 | 0 | 1 | 0 | 0 | 0 | 0 | 0 | 0 | 0 | 4 | 17 | 4 | 16
2549 | 107 | 4 | 17 | 5 | 1 | 0 | 0 | 0 | 1 | 0 | 0 | 1 | 0 | 0 | 0 | 0 | 0 | 0 | 0 | 4 | 17 | 4 | 16
2550 | 107 | 4 | 17 | 6 | 1 | 0 | 0 | 0 | 1 | 0 | 0 | 1 | 0 | 0 | 0 | 0 | 0 | 0 | 0 | 4 | 17 | 4 | 16
2551 | 107 | 4 | 17 | 7 | 1 | 0 | 0 | 0 | 1 | 0 | 0 | 1 | 0 | 0 | 0 | 0 | 0 | 0 | 0 | 4 | 17 | 4 | 16
2552 | 107 | 4 | 17 | 8 | 1 | 0 | 0 | 0 | 1 | 0 | 0 | 1 | 0 | 0 | 0 | 0 | 0 | 0 | 0 | 4 | 17 | 4 | 16
2553 | 107 | 4 | 17 | 9 | 1 | 0 | 0 | 0 | 1 | 0 | 0 | 1 | 0 | 0 | 0 | 0 | 0 | 0 | 0 | 4 | 17 | 4 | 16
2554 | 107 | 4 | 17 | 10 | 1 | 0 | 0 | 0 | 1 | 0 | 0 | 1 | 0 | 0 | 0 | 0 | 0 | 0 | 0 | 4 | 17 | 4 | 16
2555 | 107 | 4 | 17 | 11 | 1 | 0 | 0 | 0 | 1 | 0 | 0 | 1 | 0 | 0 | 0 | 0 | 0 | 0 | 0 | 4 | 17 | 4 | 16
2556 | 107 | 4 | 17 | 12 | 1 | 0 | 0 | 0 | 1 | 0 | 0 | 1 | 0 | 0 | 0 | 0 | 0 | 0 | 0 | 4 | 17 | 4 | 16
2557 | 107 | 4 | 17 | 13 | 1 | 0 | 0 | 0 | 1 | 0 | 0 | 1 | 0 | 0 | 0 | 0 | 0 | 0 | 0 | 4 | 17 | 4 | 16
2558 | 107 | 4 | 17 | 14 | 1 | 0 | 0 | 0 | 1 | 0 | 0 | 1 | 0 | 0 | 0 | 0 | 0 | 0 | 0 | 4 | 17 | 4 | 16
2559 | 107 | 4 | 17 | 15 | 1 | 0 | 0 | 0 | 1 | 0 | 0 | 1 | 0 | 0 | 0 | 0 | 0 | 0 | 0 | 4 | 17 | 4 | 16
2560 | 107 | 4 | 17 | 16 | 1 | 0 | 0 | 0 | 1 | 0 | 0 | 1 | 0 | 0 | 0 | 0 | 0 | 0 | 0 | 4 | 17 | 4 | 16
2561 | 107 | 4 | 17 | 17 | 1 | 0 | 0 | 0 | 1 | 0 | 0 | 1 | 0 | 0 | 0 | 0 | 0 | 0 | 0 | 4 | 17 | 4 | 16
2562 | 107 | 4 | 17 | 18 | 1 | 0 | 0 | 0 | 1 | 0 | 0 | 1 | 0 | 0 | 0 | 0 | 0 | 0 | 0 | 4 | 17 | 4 | 16
2563 | 107 | 4 | 17 | 19 | 1 | 0 | 0 | 0 | 1 | 0 | 0 | 1 | 0 | 0 | 0 | 0 | 0 | 0 | 0 | 4 | 17 | 4 | 16
2564 | 107 | 4 | 17 | 20 | 1 | 0 | 0 | 0 | 1 | 0 | 0 | 1 | 0 | 0 | 0 | 0 | 0 | 0 | 0 | 4 | 17 | 4 | 16
2565 | 107 | 4 | 17 | 21 | 1 | 0 | 0 | 0 | 1 | 0 | 0 | 1 | 0 | 0 | 0 | 0 | 0 | 0 | 0 | 4 | 17 | 4 | 16
2566 | 107 | 4 | 17 | 22 | 1 | 0 | 0 | 0 | 1 | 0 | 0 | 1 | 0 | 0 | 0 | 0 | 0 | 0 | 0 | 4 | 17 | 4 | 16
2567 | 107 | 4 | 17 | 23 | 1 | 0 | 0 | 0 | 1 | 0 | 0 | 1 | 0 | 0 | 0 | 0 | 0 | 0 | 0 | 4 | 17 | 4 | 16
2568 | 107 | 4 | 17 | 24 | 1 | 0 | 0 | 0 | 1 | 0 | 0 | 1 | 0 | 0 | 0 | 0 | 0 | 0 | 0 | 4 | 17 | 4 | 16
2569 | 108 | 4 | 18 | 1 | 1 | 0 | 0 | 0 | 1 | 0 | 0 | 1 | 0 | 0 | 0 | 0 | 0 | 0 | 0 | 4 | 18 | 4 | 17
2570 | 108 | 4 | 18 | 2 | 1 | 0 | 0 | 0 | 1 | 0 | 0 | 1 | 0 | 0 | 0 | 0 | 0 | 0 | 0 | 4 | 18 | 4 | 17
2571 | 108 | 4 | 18 | 3 | 1 | 0 | 0 | 0 | 1 | 0 | 0 | 1 | 0 | 0 | 0 | 0 | 0 | 0 | 0 | 4 | 18 | 4 | 17
2572 | 108 | 4 | 18 | 4 | 1 | 0 | 0 | 0 | 1 | 0 | 0 | 1 | 0 | 0 | 0 | 0 | 0 | 0 | 0 | 4 | 18 | 4 | 17
2573 | 108 | 4 | 18 | 5 | 1 | 0 | 0 | 0 | 1 | 0 | 0 | 1 | 0 | 0 | 0 | 0 | 0 | 0 | 0 | 4 | 18 | 4 | 17
2574 | 108 | 4 | 18 | 6 | 1 | 0 | 0 | 0 | 1 | 0 | 0 | 1 | 0 | 0 | 0 | 0 | 0 | 0 | 0 | 4 | 18 | 4 | 17
2575 | 108 | 4 | 18 | 7 | 1 | 0 | 0 | 0 | 1 | 0 | 0 | 1 | 0 | 0 | 0 | 0 | 0 | 0 | 0 | 4 | 18 | 4 | 17
2576 | 108 | 4 | 18 | 8 | 1 | 0 | 0 | 0 | 1 | 0 | 0 | 1 | 0 | 0 | 0 | 0 | 0 | 0 | 0 | 4 | 18 | 4 | 17
2577 | 108 | 4 | 18 | 9 | 1 | 0 | 0 | 0 | 1 | 0 | 0 | 1 | 0 | 0 | 0 | 0 | 0 | 0 | 0 | 4 | 18 | 4 | 17
2578 | 108 | 4 | 18 | 10 | 1 | 0 | 0 | 0 | 1 | 0 | 0 | 1 | 0 | 0 | 0 | 0 | 0 | 0 | 0 | 4 | 18 | 4 | 17
2579 | 108 | 4 | 18 | 11 | 1 | 0 | 0 | 0 | 1 | 0 | 0 | 1 | 0 | 0 | 0 | 0 | 0 | 0 | 0 | 4 | 18 | 4 | 17
2580 | 108 | 4 | 18 | 12 | 1 | 0 | 0 | 0 | 1 | 0 | 0 | 1 | 0 | 0 | 0 | 0 | 0 | 0 | 0 | 4 | 18 | 4 | 17
2581 | 108 | 4 | 18 | 13 | 1 | 0 | 0 | 0 | 1 | 0 | 0 | 1 | 0 | 0 | 0 | 0 | 0 | 0 | 0 | 4 | 18 | 4 | 17
2582 | 108 | 4 | 18 | 14 | 1 | 0 | 0 | 0 | 1 | 0 | 0 | 1 | 0 | 0 | 0 | 0 | 0 | 0 | 0 | 4 | 18 | 4 | 17
2583 | 108 | 4 | 18 | 15 | 1 | 0 | 0 | 0 | 1 | 0 | 0 | 1 | 0 | 0 | 0 | 0 | 0 | 0 | 0 | 4 | 18 | 4 | 17
2584 | 108 | 4 | 18 | 16 | 1 | 0 | 0 | 0 | 1 | 0 | 0 | 1 | 0 | 0 | 0 | 0 | 0 | 0 | 0 | 4 | 18 | 4 | 17
2585 | 108 | 4 | 18 | 17 | 1 | 0 | 0 | 0 | 1 | 0 | 0 | 1 | 0 | 0 | 0 | 0 | 0 | 0 | 0 | 4 | 18 | 4 | 17
2586 | 108 | 4 | 18 | 18 | 1 | 0 | 0 | 0 | 1 | 0 | 0 | 1 | 0 | 0 | 0 | 0 | 0 | 0 | 0 | 4 | 18 | 4 | 17
2587 | 108 | 4 | 18 | 19 | 1 | 0 | 0 | 0 | 1 | 0 | 0 | 1 | 0 | 0 | 0 | 0 | 0 | 0 | 0 | 4 | 18 | 4 | 17
2588 | 108 | 4 | 18 | 20 | 1 | 0 | 0 | 0 | 1 | 0 | 0 | 1 | 0 | 0 | 0 | 0 | 0 | 0 | 0 | 4 | 18 | 4 | 17
2589 | 108 | 4 | 18 | 21 | 1 | 0 | 0 | 0 | 1 | 0 | 0 | 1 | 0 | 0 | 0 | 0 | 0 | 0 | 0 | 4 | 18 | 4 | 17
2590 | 108 | 4 | 18 | 22 | 1 | 0 | 0 | 0 | 1 | 0 | 0 | 1 | 0 | 0 | 0 | 0 | 0 | 0 | 0 | 4 | 18 | 4 | 17
2591 | 108 | 4 | 18 | 23 | 1 | 0 | 0 | 0 | 1 | 0 | 0 | 1 | 0 | 0 | 0 | 0 | 0 | 0 | 0 | 4 | 18 | 4 | 17
2592 | 108 | 4 | 18 | 24 | 1 | 0 | 0 | 0 | 1 | 0 | 0 | 1 | 0 | 0 | 0 | 0 | 0 | 0 | 0 | 4 | 18 | 4 | 17
2593 | 109 | 4 | 19 | 1 | 1 | 0 | 0 | 0 | 1 | 0 | 0 | 1 | 0 | 0 | 0 | 0 | 0 | 0 | 0 | 4 | 19 | 4 | 18
2594 | 109 | 4 | 19 | 2 | 1 | 0 | 0 | 0 | 1 | 0 | 0 | 1 | 0 | 0 | 0 | 0 | 0 | 0 | 0 | 4 | 19 | 4 | 18
2595 | 109 | 4 | 19 | 3 | 1 | 0 | 0 | 0 | 1 | 0 | 0 | 1 | 0 | 0 | 0 | 0 | 0 | 0 | 0 | 4 | 19 | 4 | 18
2596 | 109 | 4 | 19 | 4 | 1 | 0 | 0 | 0 | 1 | 0 | 0 | 1 | 0 | 0 | 0 | 0 | 0 | 0 | 0 | 4 | 19 | 4 | 18
2597 | 109 | 4 | 19 | 5 | 1 | 0 | 0 | 0 | 1 | 0 | 0 | 1 | 0 | 0 | 0 | 0 | 0 | 0 | 0 | 4 | 19 | 4 | 18
2598 | 109 | 4 | 19 | 6 | 1 | 0 | 0 | 0 | 1 | 0 | 0 | 1 | 0 | 0 | 0 | 0 | 0 | 0 | 0 | 4 | 19 | 4 | 18
2599 | 109 | 4 | 19 | 7 | 1 | 0 | 0 | 0 | 1 | 0 | 0 | 1 | 0 | 0 | 0 | 0 | 0 | 0 | 0 | 4 | 19 | 4 | 18
2600 | 109 | 4 | 19 | 8 | 1 | 0 | 0 | 0 | 1 | 0 | 0 | 1 | 0 | 0 | 0 | 0 | 0 | 0 | 0 | 4 | 19 | 4 | 18
2601 | 109 | 4 | 19 | 9 | 1 | 0 | 0 | 0 | 1 | 0 | 0 | 1 | 0 | 0 | 0 | 0 | 0 | 0 | 0 | 4 | 19 | 4 | 18
2602 | 109 | 4 | 19 | 10 | 1 | 0 | 0 | 0 | 1 | 0 | 0 | 1 | 0 | 0 | 0 | 0 | 0 | 0 | 0 | 4 | 19 | 4 | 18
2603 | 109 | 4 | 19 | 11 | 1 | 0 | 0 | 0 | 1 | 0 | 0 | 1 | 0 | 0 | 0 | 0 | 0 | 0 | 0 | 4 | 19 | 4 | 18
2604 | 109 | 4 | 19 | 12 | 1 | 0 | 0 | 0 | 1 | 0 | 0 | 1 | 0 | 0 | 0 | 0 | 0 | 0 | 0 | 4 | 19 | 4 | 18
2605 | 109 | 4 | 19 | 13 | 1 | 0 | 0 | 0 | 1 | 0 | 0 | 1 | 0 | 0 | 0 | 0 | 0 | 0 | 0 | 4 | 19 | 4 | 18
2606 | 109 | 4 | 19 | 14 | 1 | 0 | 0 | 0 | 1 | 0 | 0 | 1 | 0 | 0 | 0 | 0 | 0 | 0 | 0 | 4 | 19 | 4 | 18
2607 | 109 | 4 | 19 | 15 | 1 | 0 | 0 | 0 | 1 | 0 | 0 | 1 | 0 | 0 | 0 | 0 | 0 | 0 | 0 | 4 | 19 | 4 | 18
2608 | 109 | 4 | 19 | 16 | 1 | 0 | 0 | 0 | 1 | 0 | 0 | 1 | 0 | 0 | 0 | 0 | 0 | 0 | 0 | 4 | 19 | 4 | 18
2609 | 109 | 4 | 19 | 17 | 1 | 0 | 0 | 0 | 1 | 0 | 0 | 1 | 0 | 0 | 0 | 0 | 0 | 0 | 0 | 4 | 19 | 4 | 18
2610 | 109 | 4 | 19 | 18 | 1 | 0 | 0 | 0 | 1 | 0 | 0 | 1 | 0 | 0 | 0 | 0 | 0 | 0 | 0 | 4 | 19 | 4 | 18
2611 | 109 | 4 | 19 | 19 | 1 | 0 | 0 | 0 | 1 | 0 | 0 | 1 | 0 | 0 | 0 | 0 | 0 | 0 | 0 | 4 | 19 | 4 | 18
2612 | 109 | 4 | 19 | 20 | 1 | 0 | 0 | 0 | 1 | 0 | 0 | 1 | 0 | 0 | 0 | 0 | 0 | 0 | 0 | 4 | 19 | 4 | 18
2613 | 109 | 4 | 19 | 21 | 1 | 0 | 0 | 0 | 1 | 0 | 0 | 1 | 0 | 0 | 0 | 0 | 0 | 0 | 0 | 4 | 19 | 4 | 18
2614 | 109 | 4 | 19 | 22 | 1 | 0 | 0 | 0 | 1 | 0 | 0 | 1 | 0 | 0 | 0 | 0 | 0 | 0 | 0 | 4 | 19 | 4 | 18
2615 | 109 | 4 | 19 | 23 | 1 | 0 | 0 | 0 | 1 | 0 | 0 | 1 | 0 | 0 | 0 | 0 | 0 | 0 | 0 | 4 | 19 | 4 | 18
2616 | 109 | 4 | 19 | 24 | 1 | 0 | 0 | 0 | 1 | 0 | 0 | 1 | 0 | 0 | 0 | 0 | 0 | 0 | 0 | 4 | 19 | 4 | 18
2617 | 110 | 4 | 20 | 1 | 1 | 0 | 0 | 0 | 1 | 0 | 0 | 1 | 0 | 0 | 0 | 0 | 0 | 0 | 0 | 4 | 20 | 4 | 19
2618 | 110 | 4 | 20 | 2 | 1 | 0 | 0 | 0 | 1 | 0 | 0 | 1 | 0 | 0 | 0 | 0 | 0 | 0 | 0 | 4 | 20 | 4 | 19
2619 | 110 | 4 | 20 | 3 | 1 | 0 | 0 | 0 | 1 | 0 | 0 | 1 | 0 | 0 | 0 | 0 | 0 | 0 | 0 | 4 | 20 | 4 | 19
2620 | 110 | 4 | 20 | 4 | 1 | 0 | 0 | 0 | 1 | 0 | 0 | 1 | 0 | 0 | 0 | 0 | 0 | 0 | 0 | 4 | 20 | 4 | 19
2621 | 110 | 4 | 20 | 5 | 1 | 0 | 0 | 0 | 1 | 0 | 0 | 1 | 0 | 0 | 0 | 0 | 0 | 0 | 0 | 4 | 20 | 4 | 19
2622 | 110 | 4 | 20 | 6 | 1 | 0 | 0 | 0 | 1 | 0 | 0 | 1 | 0 | 0 | 0 | 0 | 0 | 0 | 0 | 4 | 20 | 4 | 19
2623 | 110 | 4 | 20 | 7 | 1 | 0 | 0 | 0 | 1 | 0 | 0 | 1 | 0 | 0 | 0 | 0 | 0 | 0 | 0 | 4 | 20 | 4 | 19
2624 | 110 | 4 | 20 | 8 | 1 | 0 | 0 | 0 | 1 | 0 | 0 | 1 | 0 | 0 | 0 | 0 | 0 | 0 | 0 | 4 | 20 | 4 | 19
2625 | 110 | 4 | 20 | 9 | 1 | 0 | 0 | 0 | 1 | 0 | 0 | 1 | 0 | 0 | 0 | 0 | 0 | 0 | 0 | 4 | 20 | 4 | 19
2626 | 110 | 4 | 20 | 10 | 1 | 0 | 0 | 0 | 1 | 0 | 0 | 1 | 0 | 0 | 0 | 0 | 0 | 0 | 0 | 4 | 20 | 4 | 19
2627 | 110 | 4 | 20 | 11 | 1 | 0 | 0 | 0 | 1 | 0 | 0 | 1 | 0 | 0 | 0 | 0 | 0 | 0 | 0 | 4 | 20 | 4 | 19
2628 | 110 | 4 | 20 | 12 | 1 | 0 | 0 | 0 | 1 | 0 | 0 | 1 | 0 | 0 | 0 | 0 | 0 | 0 | 0 | 4 | 20 | 4 | 19
2629 | 110 | 4 | 20 | 13 | 1 | 0 | 0 | 0 | 1 | 0 | 0 | 1 | 0 | 0 | 0 | 0 | 0 | 0 | 0 | 4 | 20 | 4 | 19
2630 | 110 | 4 | 20 | 14 | 1 | 0 | 0 | 0 | 1 | 0 | 0 | 1 | 0 | 0 | 0 | 0 | 0 | 0 | 0 | 4 | 20 | 4 | 19
2631 | 110 | 4 | 20 | 15 | 1 | 0 | 0 | 0 | 1 | 0 | 0 | 1 | 0 | 0 | 0 | 0 | 0 | 0 | 0 | 4 | 20 | 4 | 19
2632 | 110 | 4 | 20 | 16 | 1 | 0 | 0 | 0 | 1 | 0 | 0 | 1 | 0 | 0 | 0 | 0 | 0 | 0 | 0 | 4 | 20 | 4 | 19
2633 | 110 | 4 | 20 | 17 | 1 | 0 | 0 | 0 | 1 | 0 | 0 | 1 | 0 | 0 | 0 | 0 | 0 | 0 | 0 | 4 | 20 | 4 | 19
2634 | 110 | 4 | 20 | 18 | 1 | 0 | 0 | 0 | 1 | 0 | 0 | 1 | 0 | 0 | 0 | 0 | 0 | 0 | 0 | 4 | 20 | 4 | 19
2635 | 110 | 4 | 20 | 19 | 1 | 0 | 0 | 0 | 1 | 0 | 0 | 1 | 0 | 0 | 0 | 0 | 0 | 0 | 0 | 4 | 20 | 4 | 19
2636 | 110 | 4 | 20 | 20 | 1 | 0 | 0 | 0 | 1 | 0 | 0 | 1 | 0 | 0 | 0 | 0 | 0 | 0 | 0 | 4 | 20 | 4 | 19
2637 | 110 | 4 | 20 | 21 | 1 | 0 | 0 | 0 | 1 | 0 | 0 | 1 | 0 | 0 | 0 | 0 | 0 | 0 | 0 | 4 | 20 | 4 | 19
2638 | 110 | 4 | 20 | 22 | 1 | 0 | 0 | 0 | 1 | 0 | 0 | 1 | 0 | 0 | 0 | 0 | 0 | 0 | 0 | 4 | 20 | 4 | 19
2639 | 110 | 4 | 20 | 23 | 1 | 0 | 0 | 0 | 1 | 0 | 0 | 1 | 0 | 0 | 0 | 0 | 0 | 0 | 0 | 4 | 20 | 4 | 19
2640 | 110 | 4 | 20 | 24 | 1 | 0 | 0 | 0 | 1 | 0 | 0 | 1 | 0 | 0 | 0 | 0 | 0 | 0 | 0 | 4 | 20 | 4 | 19
2641 | 111 | 4 | 21 | 1 | 1 | 0 | 0 | 0 | 1 | 0 | 0 | 1 | 0 | 0 | 0 | 0 | 0 | 0 | 0 | 4 | 21 | 4 | 20
2642 | 111 | 4 | 21 | 2 | 1 | 0 | 0 | 0 | 1 | 0 | 0 | 1 | 0 | 0 | 0 | 0 | 0 | 0 | 0 | 4 | 21 | 4 | 20
2643 | 111 | 4 | 21 | 3 | 1 | 0 | 0 | 0 | 1 | 0 | 0 | 1 | 0 | 0 | 0 | 0 | 0 | 0 | 0 | 4 | 21 | 4 | 20
2644 | 111 | 4 | 21 | 4 | 1 | 0 | 0 | 0 | 1 | 0 | 0 | 1 | 0 | 0 | 0 | 0 | 0 | 0 | 0 | 4 | 21 | 4 | 20
2645 | 111 | 4 | 21 | 5 | 1 | 0 | 0 | 0 | 1 | 0 | 0 | 1 | 0 | 0 | 0 | 0 | 0 | 0 | 0 | 4 | 21 | 4 | 20
2646 | 111 | 4 | 21 | 6 | 1 | 0 | 0 | 0 | 1 | 0 | 0 | 1 | 0 | 0 | 0 | 0 | 0 | 0 | 0 | 4 | 21 | 4 | 20
2647 | 111 | 4 | 21 | 7 | 1 | 0 | 0 | 0 | 1 | 0 | 0 | 1 | 0 | 0 | 0 | 0 | 0 | 0 | 0 | 4 | 21 | 4 | 20
2648 | 111 | 4 | 21 | 8 | 1 | 0 | 0 | 0 | 1 | 0 | 0 | 1 | 0 | 0 | 0 | 0 | 0 | 0 | 0 | 4 | 21 | 4 | 20
2649 | 111 | 4 | 21 | 9 | 1 | 0 | 0 | 0 | 1 | 0 | 0 | 1 | 0 | 0 | 0 | 0 | 0 | 0 | 0 | 4 | 21 | 4 | 20
2650 | 111 | 4 | 21 | 10 | 1 | 0 | 0 | 0 | 1 | 0 | 0 | 1 | 0 | 0 | 0 | 0 | 0 | 0 | 0 | 4 | 21 | 4 | 20
2651 | 111 | 4 | 21 | 11 | 1 | 0 | 0 | 0 | 1 | 0 | 0 | 1 | 0 | 0 | 0 | 0 | 0 | 0 | 0 | 4 | 21 | 4 | 20
2652 | 111 | 4 | 21 | 12 | 1 | 0 | 0 | 0 | 1 | 0 | 0 | 1 | 0 | 0 | 0 | 0 | 0 | 0 | 0 | 4 | 21 | 4 | 20
2653 | 111 | 4 | 21 | 13 | 1 | 0 | 0 | 0 | 1 | 0 | 0 | 1 | 0 | 0 | 0 | 0 | 0 | 0 | 0 | 4 | 21 | 4 | 20
2654 | 111 | 4 | 21 | 14 | 1 | 0 | 0 | 0 | 1 | 0 | 0 | 1 | 0 | 0 | 0 | 0 | 0 | 0 | 0 | 4 | 21 | 4 | 20
2655 | 111 | 4 | 21 | 15 | 1 | 0 | 0 | 0 | 1 | 0 | 0 | 1 | 0 | 0 | 0 | 0 | 0 | 0 | 0 | 4 | 21 | 4 | 20
2656 | 111 | 4 | 21 | 16 | 1 | 0 | 0 | 0 | 1 | 0 | 0 | 1 | 0 | 0 | 0 | 0 | 0 | 0 | 0 | 4 | 21 | 4 | 20
2657 | 111 | 4 | 21 | 17 | 1 | 0 | 0 | 0 | 1 | 0 | 0 | 1 | 0 | 0 | 0 | 0 | 0 | 0 | 0 | 4 | 21 | 4 | 20
2658 | 111 | 4 | 21 | 18 | 1 | 0 | 0 | 0 | 1 | 0 | 0 | 1 | 0 | 0 | 0 | 0 | 0 | 0 | 0 | 4 | 21 | 4 | 20
2659 | 111 | 4 | 21 | 19 | 1 | 0 | 0 | 0 | 1 | 0 | 0 | 1 | 0 | 0 | 0 | 0 | 0 | 0 | 0 | 4 | 21 | 4 | 20
2660 | 111 | 4 | 21 | 20 | 1 | 0 | 0 | 0 | 1 | 0 | 0 | 1 | 0 | 0 | 0 | 0 | 0 | 0 | 0 | 4 | 21 | 4 | 20
2661 | 111 | 4 | 21 | 21 | 1 | 0 | 0 | 0 | 1 | 0 | 0 | 1 | 0 | 0 | 0 | 0 | 0 | 0 | 0 | 4 | 21 | 4 | 20
2662 | 111 | 4 | 21 | 22 | 1 | 0 | 0 | 0 | 1 | 0 | 0 | 1 | 0 | 0 | 0 | 0 | 0 | 0 | 0 | 4 | 21 | 4 | 20
2663 | 111 | 4 | 21 | 23 | 1 | 0 | 0 | 0 | 1 | 0 | 0 | 1 | 0 | 0 | 0 | 0 | 0 | 0 | 0 | 4 | 21 | 4 | 20
2664 | 111 | 4 | 21 | 24 | 1 | 0 | 0 | 0 | 1 | 0 | 0 | 1 | 0 | 0 | 0 | 0 | 0 | 0 | 0 | 4 | 21 | 4 | 20
2665 | 112 | 4 | 22 | 1 | 0 | 0 | 0 | 0 | 1 | 0 | 0 | 1 | 0 | 0 | 0 | 0 | 0 | 0 | 0 | 4 | 22 | 4 | 21
2666 | 112 | 4 | 22 | 2 | 0 | 0 | 0 | 0 | 1 | 0 | 0 | 1 | 0 | 0 | 0 | 0 | 0 | 0 | 0 | 4 | 22 | 4 | 21
2667 | 112 | 4 | 22 | 3 | 0 | 0 | 0 | 0 | 1 | 0 | 0 | 1 | 0 | 0 | 0 | 0 | 0 | 0 | 0 | 4 | 22 | 4 | 21
2668 | 112 | 4 | 22 | 4 | 0 | 0 | 0 | 0 | 1 | 0 | 0 | 1 | 0 | 0 | 0 | 0 | 0 | 0 | 0 | 4 | 22 | 4 | 21
2669 | 112 | 4 | 22 | 5 | 0 | 0 | 0 | 0 | 1 | 0 | 0 | 1 | 0 | 0 | 0 | 0 | 0 | 0 | 0 | 4 | 22 | 4 | 21
2670 | 112 | 4 | 22 | 6 | 0 | 0 | 0 | 0 | 1 | 0 | 0 | 1 | 0 | 0 | 0 | 0 | 0 | 0 | 0 | 4 | 22 | 4 | 21
2671 | 112 | 4 | 22 | 7 | 0 | 0 | 0 | 0 | 1 | 0 | 0 | 1 | 0 | 0 | 0 | 0 | 0 | 0 | 0 | 4 | 22 | 4 | 21
2672 | 112 | 4 | 22 | 8 | 0 | 0 | 0 | 0 | 1 | 0 | 0 | 1 | 0 | 0 | 0 | 0 | 0 | 0 | 0 | 4 | 22 | 4 | 21
2673 | 112 | 4 | 22 | 9 | 0 | 0 | 0 | 0 | 1 | 0 | 0 | 1 | 0 | 0 | 0 | 0 | 0 | 0 | 0 | 4 | 22 | 4 | 21
2674 | 112 | 4 | 22 | 10 | 0 | 0 | 0 | 0 | 1 | 0 | 0 | 1 | 0 | 0 | 0 | 0 | 0 | 0 | 0 | 4 | 22 | 4 | 21
2675 | 112 | 4 | 22 | 11 | 0 | 0 | 0 | 0 | 1 | 0 | 0 | 1 | 0 | 0 | 0 | 0 | 0 | 0 | 0 | 4 | 22 | 4 | 21
2676 | 112 | 4 | 22 | 12 | 0 | 0 | 0 | 0 | 1 | 0 | 0 | 1 | 0 | 0 | 0 | 0 | 0 | 0 | 0 | 4 | 22 | 4 | 21
2677 | 112 | 4 | 22 | 13 | 0 | 0 | 0 | 0 | 1 | 0 | 0 | 1 | 0 | 0 | 0 | 0 | 0 | 0 | 0 | 4 | 22 | 4 | 21
2678 | 112 | 4 | 22 | 14 | 0 | 0 | 0 | 0 | 1 | 0 | 0 | 1 | 0 | 0 | 0 | 0 | 0 | 0 | 0 | 4 | 22 | 4 | 21
2679 | 112 | 4 | 22 | 15 | 0 | 0 | 0 | 0 | 1 | 0 | 0 | 1 | 0 | 0 | 0 | 0 | 0 | 0 | 0 | 4 | 22 | 4 | 21
2680 | 112 | 4 | 22 | 16 | 0 | 0 | 0 | 0 | 1 | 0 | 0 | 1 | 0 | 0 | 0 | 0 | 0 | 0 | 0 | 4 | 22 | 4 | 21
2681 | 112 | 4 | 22 | 17 | 0 | 0 | 0 | 0 | 1 | 0 | 0 | 1 | 0 | 0 | 0 | 0 | 0 | 0 | 0 | 4 | 22 | 4 | 21
2682 | 112 | 4 | 22 | 18 | 0 | 0 | 0 | 0 | 1 | 0 | 0 | 1 | 0 | 0 | 0 | 0 | 0 | 0 | 0 | 4 | 22 | 4 | 21
2683 | 112 | 4 | 22 | 19 | 0 | 0 | 0 | 0 | 1 | 0 | 0 | 1 | 0 | 0 | 0 | 0 | 0 | 0 | 0 | 4 | 22 | 4 | 21
2684 | 112 | 4 | 22 | 20 | 0 | 0 | 0 | 0 | 1 | 0 | 0 | 1 | 0 | 0 | 0 | 0 | 0 | 0 | 0 | 4 | 22 | 4 | 21
2685 | 112 | 4 | 22 | 21 | 0 | 0 | 0 | 0 | 1 | 0 | 0 | 1 | 0 | 0 | 0 | 0 | 0 | 0 | 0 | 4 | 22 | 4 | 21
2686 | 112 | 4 | 22 | 22 | 0 | 0 | 0 | 0 | 1 | 0 | 0 | 1 | 0 | 0 | 0 | 0 | 0 | 0 | 0 | 4 | 22 | 4 | 21
2687 | 112 | 4 | 22 | 23 | 0 | 0 | 0 | 0 | 1 | 0 | 0 | 1 | 0 | 0 | 0 | 0 | 0 | 0 | 0 | 4 | 22 | 4 | 21
2688 | 112 | 4 | 22 | 24 | 0 | 0 | 0 | 0 | 1 | 0 | 0 | 1 | 0 | 0 | 0 | 0 | 0 | 0 | 0 | 4 | 22 | 4 | 21
2689 | 113 | 4 | 23 | 1 | 0 | 0 | 0 | 0 | 1 | 0 | 0 | 1 | 0 | 0 | 0 | 0 | 0 | 0 | 0 | 4 | 23 | 4 | 22
2690 | 113 | 4 | 23 | 2 | 0 | 0 | 0 | 0 | 1 | 0 | 0 | 1 | 0 | 0 | 0 | 0 | 0 | 0 | 0 | 4 | 23 | 4 | 22
2691 | 113 | 4 | 23 | 3 | 0 | 0 | 0 | 0 | 1 | 0 | 0 | 1 | 0 | 0 | 0 | 0 | 0 | 0 | 0 | 4 | 23 | 4 | 22
2692 | 113 | 4 | 23 | 4 | 0 | 0 | 0 | 0 | 1 | 0 | 0 | 1 | 0 | 0 | 0 | 0 | 0 | 0 | 0 | 4 | 23 | 4 | 22
2693 | 113 | 4 | 23 | 5 | 0 | 0 | 0 | 0 | 1 | 0 | 0 | 1 | 0 | 0 | 0 | 0 | 0 | 0 | 0 | 4 | 23 | 4 | 22
2694 | 113 | 4 | 23 | 6 | 0 | 0 | 0 | 0 | 1 | 0 | 0 | 1 | 0 | 0 | 0 | 0 | 0 | 0 | 0 | 4 | 23 | 4 | 22
2695 | 113 | 4 | 23 | 7 | 0 | 0 | 0 | 0 | 1 | 0 | 0 | 1 | 0 | 0 | 0 | 0 | 0 | 0 | 0 | 4 | 23 | 4 | 22
2696 | 113 | 4 | 23 | 8 | 0 | 0 | 0 | 0 | 1 | 0 | 0 | 1 | 0 | 0 | 0 | 0 | 0 | 0 | 0 | 4 | 23 | 4 | 22
2697 | 113 | 4 | 23 | 9 | 0 | 0 | 0 | 0 | 1 | 0 | 0 | 1 | 0 | 0 | 0 | 0 | 0 | 0 | 0 | 4 | 23 | 4 | 22
2698 | 113 | 4 | 23 | 10 | 0 | 0 | 0 | 0 | 1 | 0 | 0 | 1 | 0 | 0 | 0 | 0 | 0 | 0 | 0 | 4 | 23 | 4 | 22
2699 | 113 | 4 | 23 | 11 | 0 | 0 | 0 | 0 | 1 | 0 | 0 | 1 | 0 | 0 | 0 | 0 | 0 | 0 | 0 | 4 | 23 | 4 | 22
2700 | 113 | 4 | 23 | 12 | 0 | 0 | 0 | 0 | 1 | 0 | 0 | 1 | 0 | 0 | 0 | 0 | 0 | 0 | 0 | 4 | 23 | 4 | 22
2701 | 113 | 4 | 23 | 13 | 0 | 0 | 0 | 0 | 1 | 0 | 0 | 1 | 0 | 0 | 0 | 0 | 0 | 0 | 0 | 4 | 23 | 4 | 22
2702 | 113 | 4 | 23 | 14 | 0 | 0 | 0 | 0 | 1 | 0 | 0 | 1 | 0 | 0 | 0 | 0 | 0 | 0 | 0 | 4 | 23 | 4 | 22
2703 | 113 | 4 | 23 | 15 | 0 | 0 | 0 | 0 | 1 | 0 | 0 | 1 | 0 | 0 | 0 | 0 | 0 | 0 | 0 | 4 | 23 | 4 | 22
2704 | 113 | 4 | 23 | 16 | 0 | 0 | 0 | 0 | 1 | 0 | 0 | 1 | 0 | 0 | 0 | 0 | 0 | 0 | 0 | 4 | 23 | 4 | 22
2705 | 113 | 4 | 23 | 17 | 0 | 0 | 0 | 0 | 1 | 0 | 0 | 1 | 0 | 0 | 0 | 0 | 0 | 0 | 0 | 4 | 23 | 4 | 22
2706 | 113 | 4 | 23 | 18 | 0 | 0 | 0 | 0 | 1 | 0 | 0 | 1 | 0 | 0 | 0 | 0 | 0 | 0 | 0 | 4 | 23 | 4 | 22
2707 | 113 | 4 | 23 | 19 | 0 | 0 | 0 | 0 | 1 | 0 | 0 | 1 | 0 | 0 | 0 | 0 | 0 | 0 | 0 | 4 | 23 | 4 | 22
2708 | 113 | 4 | 23 | 20 | 0 | 0 | 0 | 0 | 1 | 0 | 0 | 1 | 0 | 0 | 0 | 0 | 0 | 0 | 0 | 4 | 23 | 4 | 22
2709 | 113 | 4 | 23 | 21 | 0 | 0 | 0 | 0 | 1 | 0 | 0 | 1 | 0 | 0 | 0 | 0 | 0 | 0 | 0 | 4 | 23 | 4 | 22
2710 | 113 | 4 | 23 | 22 | 0 | 0 | 0 | 0 | 1 | 0 | 0 | 1 | 0 | 0 | 0 | 0 | 0 | 0 | 0 | 4 | 23 | 4 | 22
2711 | 113 | 4 | 23 | 23 | 0 | 0 | 0 | 0 | 1 | 0 | 0 | 1 | 0 | 0 | 0 | 0 | 0 | 0 | 0 | 4 | 23 | 4 | 22
2712 | 113 | 4 | 23 | 24 | 0 | 0 | 0 | 0 | 1 | 0 | 0 | 1 | 0 | 0 | 0 | 0 | 0 | 0 | 0 | 4 | 23 | 4 | 22
2713 | 114 | 4 | 24 | 1 | 1 | 0 | 0 | 0 | 1 | 0 | 0 | 1 | 0 | 0 | 0 | 0 | 0 | 0 | 0 | 4 | 24 | 4 | 23
2714 | 114 | 4 | 24 | 2 | 1 | 0 | 0 | 0 | 1 | 0 | 0 | 1 | 0 | 0 | 0 | 0 | 0 | 0 | 0 | 4 | 24 | 4 | 23
2715 | 114 | 4 | 24 | 3 | 1 | 0 | 0 | 0 | 1 | 0 | 0 | 1 | 0 | 0 | 0 | 0 | 0 | 0 | 0 | 4 | 24 | 4 | 23
2716 | 114 | 4 | 24 | 4 | 1 | 0 | 0 | 0 | 1 | 0 | 0 | 1 | 0 | 0 | 0 | 0 | 0 | 0 | 0 | 4 | 24 | 4 | 23
2717 | 114 | 4 | 24 | 5 | 1 | 0 | 0 | 0 | 1 | 0 | 0 | 1 | 0 | 0 | 0 | 0 | 0 | 0 | 0 | 4 | 24 | 4 | 23
2718 | 114 | 4 | 24 | 6 | 1 | 0 | 0 | 0 | 1 | 0 | 0 | 1 | 0 | 0 | 0 | 0 | 0 | 0 | 0 | 4 | 24 | 4 | 23
2719 | 114 | 4 | 24 | 7 | 1 | 0 | 0 | 0 | 1 | 0 | 0 | 1 | 0 | 0 | 0 | 0 | 0 | 0 | 0 | 4 | 24 | 4 | 23
2720 | 114 | 4 | 24 | 8 | 1 | 0 | 0 | 0 | 1 | 0 | 0 | 1 | 0 | 0 | 0 | 0 | 0 | 0 | 0 | 4 | 24 | 4 | 23
2721 | 114 | 4 | 24 | 9 | 1 | 0 | 0 | 0 | 1 | 0 | 0 | 1 | 0 | 0 | 0 | 0 | 0 | 0 | 0 | 4 | 24 | 4 | 23
2722 | 114 | 4 | 24 | 10 | 1 | 0 | 0 | 0 | 1 | 0 | 0 | 1 | 0 | 0 | 0 | 0 | 0 | 0 | 0 | 4 | 24 | 4 | 23
2723 | 114 | 4 | 24 | 11 | 1 | 0 | 0 | 0 | 1 | 0 | 0 | 1 | 0 | 0 | 0 | 0 | 0 | 0 | 0 | 4 | 24 | 4 | 23
2724 | 114 | 4 | 24 | 12 | 1 | 0 | 0 | 0 | 1 | 0 | 0 | 1 | 0 | 0 | 0 | 0 | 0 | 0 | 0 | 4 | 24 | 4 | 23
2725 | 114 | 4 | 24 | 13 | 1 | 0 | 0 | 0 | 1 | 0 | 0 | 1 | 0 | 0 | 0 | 0 | 0 | 0 | 0 | 4 | 24 | 4 | 23
2726 | 114 | 4 | 24 | 14 | 1 | 0 | 0 | 0 | 1 | 0 | 0 | 1 | 0 | 0 | 0 | 0 | 0 | 0 | 0 | 4 | 24 | 4 | 23
2727 | 114 | 4 | 24 | 15 | 1 | 0 | 0 | 0 | 1 | 0 | 0 | 1 | 0 | 0 | 0 | 0 | 0 | 0 | 0 | 4 | 24 | 4 | 23
2728 | 114 | 4 | 24 | 16 | 1 | 0 | 0 | 0 | 1 | 0 | 0 | 1 | 0 | 0 | 0 | 0 | 0 | 0 | 0 | 4 | 24 | 4 | 23
2729 | 114 | 4 | 24 | 17 | 1 | 0 | 0 | 0 | 1 | 0 | 0 | 1 | 0 | 0 | 0 | 0 | 0 | 0 | 0 | 4 | 24 | 4 | 23
2730 | 114 | 4 | 24 | 18 | 1 | 0 | 0 | 0 | 1 | 0 | 0 | 1 | 0 | 0 | 0 | 0 | 0 | 0 | 0 | 4 | 24 | 4 | 23
2731 | 114 | 4 | 24 | 19 | 1 | 0 | 0 | 0 | 1 | 0 | 0 | 1 | 0 | 0 | 0 | 0 | 0 | 0 | 0 | 4 | 24 | 4 | 23
2732 | 114 | 4 | 24 | 20 | 1 | 0 | 0 | 0 | 1 | 0 | 0 | 1 | 0 | 0 | 0 | 0 | 0 | 0 | 0 | 4 | 24 | 4 | 23
2733 | 114 | 4 | 24 | 21 | 1 | 0 | 0 | 0 | 1 | 0 | 0 | 1 | 0 | 0 | 0 | 0 | 0 | 0 | 0 | 4 | 24 | 4 | 23
2734 | 114 | 4 | 24 | 22 | 1 | 0 | 0 | 0 | 1 | 0 | 0 | 1 | 0 | 0 | 0 | 0 | 0 | 0 | 0 | 4 | 24 | 4 | 23
2735 | 114 | 4 | 24 | 23 | 1 | 0 | 0 | 0 | 1 | 0 | 0 | 1 | 0 | 0 | 0 | 0 | 0 | 0 | 0 | 4 | 24 | 4 | 23
2736 | 114 | 4 | 24 | 24 | 1 | 0 | 0 | 0 | 1 | 0 | 0 | 1 | 0 | 0 | 0 | 0 | 0 | 0 | 0 | 4 | 24 | 4 | 23
2737 | 115 | 4 | 25 | 1 | 1 | 0 | 0 | 0 | 1 | 0 | 0 | 1 | 0 | 0 | 0 | 0 | 0 | 0 | 0 | 4 | 25 | 4 | 24
2738 | 115 | 4 | 25 | 2 | 1 | 0 | 0 | 0 | 1 | 0 | 0 | 1 | 0 | 0 | 0 | 0 | 0 | 0 | 0 | 4 | 25 | 4 | 24
2739 | 115 | 4 | 25 | 3 | 1 | 0 | 0 | 0 | 1 | 0 | 0 | 1 | 0 | 0 | 0 | 0 | 0 | 0 | 0 | 4 | 25 | 4 | 24
2740 | 115 | 4 | 25 | 4 | 1 | 0 | 0 | 0 | 1 | 0 | 0 | 1 | 0 | 0 | 0 | 0 | 0 | 0 | 0 | 4 | 25 | 4 | 24
2741 | 115 | 4 | 25 | 5 | 1 | 0 | 0 | 0 | 1 | 0 | 0 | 1 | 0 | 0 | 0 | 0 | 0 | 0 | 0 | 4 | 25 | 4 | 24
2742 | 115 | 4 | 25 | 6 | 1 | 0 | 0 | 0 | 1 | 0 | 0 | 1 | 0 | 0 | 0 | 0 | 0 | 0 | 0 | 4 | 25 | 4 | 24
2743 | 115 | 4 | 25 | 7 | 1 | 0 | 0 | 0 | 1 | 0 | 0 | 1 | 0 | 0 | 0 | 0 | 0 | 0 | 0 | 4 | 25 | 4 | 24
2744 | 115 | 4 | 25 | 8 | 1 | 0 | 0 | 0 | 1 | 0 | 0 | 1 | 0 | 0 | 0 | 0 | 0 | 0 | 0 | 4 | 25 | 4 | 24
2745 | 115 | 4 | 25 | 9 | 1 | 0 | 0 | 0 | 1 | 0 | 0 | 1 | 0 | 0 | 0 | 0 | 0 | 0 | 0 | 4 | 25 | 4 | 24
2746 | 115 | 4 | 25 | 10 | 1 | 0 | 0 | 0 | 1 | 0 | 0 | 1 | 0 | 0 | 0 | 0 | 0 | 0 | 0 | 4 | 25 | 4 | 24
2747 | 115 | 4 | 25 | 11 | 1 | 0 | 0 | 0 | 1 | 0 | 0 | 1 | 0 | 0 | 0 | 0 | 0 | 0 | 0 | 4 | 25 | 4 | 24
2748 | 115 | 4 | 25 | 12 | 1 | 0 | 0 | 0 | 1 | 0 | 0 | 1 | 0 | 0 | 0 | 0 | 0 | 0 | 0 | 4 | 25 | 4 | 24
2749 | 115 | 4 | 25 | 13 | 1 | 0 | 0 | 0 | 1 | 0 | 0 | 1 | 0 | 0 | 0 | 0 | 0 | 0 | 0 | 4 | 25 | 4 | 24
2750 | 115 | 4 | 25 | 14 | 1 | 0 | 0 | 0 | 1 | 0 | 0 | 1 | 0 | 0 | 0 | 0 | 0 | 0 | 0 | 4 | 25 | 4 | 24
2751 | 115 | 4 | 25 | 15 | 1 | 0 | 0 | 0 | 1 | 0 | 0 | 1 | 0 | 0 | 0 | 0 | 0 | 0 | 0 | 4 | 25 | 4 | 24
2752 | 115 | 4 | 25 | 16 | 1 | 0 | 0 | 0 | 1 | 0 | 0 | 1 | 0 | 0 | 0 | 0 | 0 | 0 | 0 | 4 | 25 | 4 | 24
2753 | 115 | 4 | 25 | 17 | 1 | 0 | 0 | 0 | 1 | 0 | 0 | 1 | 0 | 0 | 0 | 0 | 0 | 0 | 0 | 4 | 25 | 4 | 24
2754 | 115 | 4 | 25 | 18 | 1 | 0 | 0 | 0 | 1 | 0 | 0 | 1 | 0 | 0 | 0 | 0 | 0 | 0 | 0 | 4 | 25 | 4 | 24
2755 | 115 | 4 | 25 | 19 | 1 | 0 | 0 | 0 | 1 | 0 | 0 | 1 | 0 | 0 | 0 | 0 | 0 | 0 | 0 | 4 | 25 | 4 | 24
2756 | 115 | 4 | 25 | 20 | 1 | 0 | 0 | 0 | 1 | 0 | 0 | 1 | 0 | 0 | 0 | 0 | 0 | 0 | 0 | 4 | 25 | 4 | 24
2757 | 115 | 4 | 25 | 21 | 1 | 0 | 0 | 0 | 1 | 0 | 0 | 1 | 0 | 0 | 0 | 0 | 0 | 0 | 0 | 4 | 25 | 4 | 24
2758 | 115 | 4 | 25 | 22 | 1 | 0 | 0 | 0 | 1 | 0 | 0 | 1 | 0 | 0 | 0 | 0 | 0 | 0 | 0 | 4 | 25 | 4 | 24
2759 | 115 | 4 | 25 | 23 | 1 | 0 | 0 | 0 | 1 | 0 | 0 | 1 | 0 | 0 | 0 | 0 | 0 | 0 | 0 | 4 | 25 | 4 | 24
2760 | 115 | 4 | 25 | 24 | 1 | 0 | 0 | 0 | 1 | 0 | 0 | 1 | 0 | 0 | 0 | 0 | 0 | 0 | 0 | 4 | 25 | 4 | 24
2761 | 116 | 4 | 26 | 1 | 1 | 0 | 0 | 0 | 1 | 0 | 0 | 1 | 0 | 0 | 0 | 0 | 0 | 0 | 0 | 4 | 26 | 4 | 25
2762 | 116 | 4 | 26 | 2 | 1 | 0 | 0 | 0 | 1 | 0 | 0 | 1 | 0 | 0 | 0 | 0 | 0 | 0 | 0 | 4 | 26 | 4 | 25
2763 | 116 | 4 | 26 | 3 | 1 | 0 | 0 | 0 | 1 | 0 | 0 | 1 | 0 | 0 | 0 | 0 | 0 | 0 | 0 | 4 | 26 | 4 | 25
2764 | 116 | 4 | 26 | 4 | 1 | 0 | 0 | 0 | 1 | 0 | 0 | 1 | 0 | 0 | 0 | 0 | 0 | 0 | 0 | 4 | 26 | 4 | 25
2765 | 116 | 4 | 26 | 5 | 1 | 0 | 0 | 0 | 1 | 0 | 0 | 1 | 0 | 0 | 0 | 0 | 0 | 0 | 0 | 4 | 26 | 4 | 25
2766 | 116 | 4 | 26 | 6 | 1 | 0 | 0 | 0 | 1 | 0 | 0 | 1 | 0 | 0 | 0 | 0 | 0 | 0 | 0 | 4 | 26 | 4 | 25
2767 | 116 | 4 | 26 | 7 | 1 | 0 | 0 | 0 | 1 | 0 | 0 | 1 | 0 | 0 | 0 | 0 | 0 | 0 | 0 | 4 | 26 | 4 | 25
2768 | 116 | 4 | 26 | 8 | 1 | 0 | 0 | 0 | 1 | 0 | 0 | 1 | 0 | 0 | 0 | 0 | 0 | 0 | 0 | 4 | 26 | 4 | 25
2769 | 116 | 4 | 26 | 9 | 1 | 0 | 0 | 0 | 1 | 0 | 0 | 1 | 0 | 0 | 0 | 0 | 0 | 0 | 0 | 4 | 26 | 4 | 25
2770 | 116 | 4 | 26 | 10 | 1 | 0 | 0 | 0 | 1 | 0 | 0 | 1 | 0 | 0 | 0 | 0 | 0 | 0 | 0 | 4 | 26 | 4 | 25
2771 | 116 | 4 | 26 | 11 | 1 | 0 | 0 | 0 | 1 | 0 | 0 | 1 | 0 | 0 | 0 | 0 | 0 | 0 | 0 | 4 | 26 | 4 | 25
2772 | 116 | 4 | 26 | 12 | 1 | 0 | 0 | 0 | 1 | 0 | 0 | 1 | 0 | 0 | 0 | 0 | 0 | 0 | 0 | 4 | 26 | 4 | 25
2773 | 116 | 4 | 26 | 13 | 1 | 0 | 0 | 0 | 1 | 0 | 0 | 1 | 0 | 0 | 0 | 0 | 0 | 0 | 0 | 4 | 26 | 4 | 25
2774 | 116 | 4 | 26 | 14 | 1 | 0 | 0 | 0 | 1 | 0 | 0 | 1 | 0 | 0 | 0 | 0 | 0 | 0 | 0 | 4 | 26 | 4 | 25
2775 | 116 | 4 | 26 | 15 | 1 | 0 | 0 | 0 | 1 | 0 | 0 | 1 | 0 | 0 | 0 | 0 | 0 | 0 | 0 | 4 | 26 | 4 | 25
2776 | 116 | 4 | 26 | 16 | 1 | 0 | 0 | 0 | 1 | 0 | 0 | 1 | 0 | 0 | 0 | 0 | 0 | 0 | 0 | 4 | 26 | 4 | 25
2777 | 116 | 4 | 26 | 17 | 1 | 0 | 0 | 0 | 1 | 0 | 0 | 1 | 0 | 0 | 0 | 0 | 0 | 0 | 0 | 4 | 26 | 4 | 25
2778 | 116 | 4 | 26 | 18 | 1 | 0 | 0 | 0 | 1 | 0 | 0 | 1 | 0 | 0 | 0 | 0 | 0 | 0 | 0 | 4 | 26 | 4 | 25
2779 | 116 | 4 | 26 | 19 | 1 | 0 | 0 | 0 | 1 | 0 | 0 | 1 | 0 | 0 | 0 | 0 | 0 | 0 | 0 | 4 | 26 | 4 | 25
2780 | 116 | 4 | 26 | 20 | 1 | 0 | 0 | 0 | 1 | 0 | 0 | 1 | 0 | 0 | 0 | 0 | 0 | 0 | 0 | 4 | 26 | 4 | 25
2781 | 116 | 4 | 26 | 21 | 1 | 0 | 0 | 0 | 1 | 0 | 0 | 1 | 0 | 0 | 0 | 0 | 0 | 0 | 0 | 4 | 26 | 4 | 25
2782 | 116 | 4 | 26 | 22 | 1 | 0 | 0 | 0 | 1 | 0 | 0 | 1 | 0 | 0 | 0 | 0 | 0 | 0 | 0 | 4 | 26 | 4 | 25
2783 | 116 | 4 | 26 | 23 | 1 | 0 | 0 | 0 | 1 | 0 | 0 | 1 | 0 | 0 | 0 | 0 | 0 | 0 | 0 | 4 | 26 | 4 | 25
2784 | 116 | 4 | 26 | 24 | 1 | 0 | 0 | 0 | 1 | 0 | 0 | 1 | 0 | 0 | 0 | 0 | 0 | 0 | 0 | 4 | 26 | 4 | 25
2785 | 117 | 4 | 27 | 1 | 1 | 0 | 0 | 0 | 1 | 0 | 0 | 1 | 0 | 0 | 0 | 0 | 0 | 0 | 0 | 4 | 27 | 4 | 26
2786 | 117 | 4 | 27 | 2 | 1 | 0 | 0 | 0 | 1 | 0 | 0 | 1 | 0 | 0 | 0 | 0 | 0 | 0 | 0 | 4 | 27 | 4 | 26
2787 | 117 | 4 | 27 | 3 | 1 | 0 | 0 | 0 | 1 | 0 | 0 | 1 | 0 | 0 | 0 | 0 | 0 | 0 | 0 | 4 | 27 | 4 | 26
2788 | 117 | 4 | 27 | 4 | 1 | 0 | 0 | 0 | 1 | 0 | 0 | 1 | 0 | 0 | 0 | 0 | 0 | 0 | 0 | 4 | 27 | 4 | 26
2789 | 117 | 4 | 27 | 5 | 1 | 0 | 0 | 0 | 1 | 0 | 0 | 1 | 0 | 0 | 0 | 0 | 0 | 0 | 0 | 4 | 27 | 4 | 26
2790 | 117 | 4 | 27 | 6 | 1 | 0 | 0 | 0 | 1 | 0 | 0 | 1 | 0 | 0 | 0 | 0 | 0 | 0 | 0 | 4 | 27 | 4 | 26
2791 | 117 | 4 | 27 | 7 | 1 | 0 | 0 | 0 | 1 | 0 | 0 | 1 | 0 | 0 | 0 | 0 | 0 | 0 | 0 | 4 | 27 | 4 | 26
2792 | 117 | 4 | 27 | 8 | 1 | 0 | 0 | 0 | 1 | 0 | 0 | 1 | 0 | 0 | 0 | 0 | 0 | 0 | 0 | 4 | 27 | 4 | 26
2793 | 117 | 4 | 27 | 9 | 1 | 0 | 0 | 0 | 1 | 0 | 0 | 1 | 0 | 0 | 0 | 0 | 0 | 0 | 0 | 4 | 27 | 4 | 26
2794 | 117 | 4 | 27 | 10 | 1 | 0 | 0 | 0 | 1 | 0 | 0 | 1 | 0 | 0 | 0 | 0 | 0 | 0 | 0 | 4 | 27 | 4 | 26
2795 | 117 | 4 | 27 | 11 | 1 | 0 | 0 | 0 | 1 | 0 | 0 | 1 | 0 | 0 | 0 | 0 | 0 | 0 | 0 | 4 | 27 | 4 | 26
2796 | 117 | 4 | 27 | 12 | 1 | 0 | 0 | 0 | 1 | 0 | 0 | 1 | 0 | 0 | 0 | 0 | 0 | 0 | 0 | 4 | 27 | 4 | 26
2797 | 117 | 4 | 27 | 13 | 1 | 0 | 0 | 0 | 1 | 0 | 0 | 1 | 0 | 0 | 0 | 0 | 0 | 0 | 0 | 4 | 27 | 4 | 26
2798 | 117 | 4 | 27 | 14 | 1 | 0 | 0 | 0 | 1 | 0 | 0 | 1 | 0 | 0 | 0 | 0 | 0 | 0 | 0 | 4 | 27 | 4 | 26
2799 | 117 | 4 | 27 | 15 | 1 | 0 | 0 | 0 | 1 | 0 | 0 | 1 | 0 | 0 | 0 | 0 | 0 | 0 | 0 | 4 | 27 | 4 | 26
2800 | 117 | 4 | 27 | 16 | 1 | 0 | 0 | 0 | 1 | 0 | 0 | 1 | 0 | 0 | 0 | 0 | 0 | 0 | 0 | 4 | 27 | 4 | 26
2801 | 117 | 4 | 27 | 17 | 1 | 0 | 0 | 0 | 1 | 0 | 0 | 1 | 0 | 0 | 0 | 0 | 0 | 0 | 0 | 4 | 27 | 4 | 26
2802 | 117 | 4 | 27 | 18 | 1 | 0 | 0 | 0 | 1 | 0 | 0 | 1 | 0 | 0 | 0 | 0 | 0 | 0 | 0 | 4 | 27 | 4 | 26
2803 | 117 | 4 | 27 | 19 | 1 | 0 | 0 | 0 | 1 | 0 | 0 | 1 | 0 | 0 | 0 | 0 | 0 | 0 | 0 | 4 | 27 | 4 | 26
2804 | 117 | 4 | 27 | 20 | 1 | 0 | 0 | 0 | 1 | 0 | 0 | 1 | 0 | 0 | 0 | 0 | 0 | 0 | 0 | 4 | 27 | 4 | 26
2805 | 117 | 4 | 27 | 21 | 1 | 0 | 0 | 0 | 1 | 0 | 0 | 1 | 0 | 0 | 0 | 0 | 0 | 0 | 0 | 4 | 27 | 4 | 26
2806 | 117 | 4 | 27 | 22 | 1 | 0 | 0 | 0 | 1 | 0 | 0 | 1 | 0 | 0 | 0 | 0 | 0 | 0 | 0 | 4 | 27 | 4 | 26
2807 | 117 | 4 | 27 | 23 | 1 | 0 | 0 | 0 | 1 | 0 | 0 | 1 | 0 | 0 | 0 | 0 | 0 | 0 | 0 | 4 | 27 | 4 | 26
2808 | 117 | 4 | 27 | 24 | 1 | 0 | 0 | 0 | 1 | 0 | 0 | 1 | 0 | 0 | 0 | 0 | 0 | 0 | 0 | 4 | 27 | 4 | 26
2809 | 118 | 4 | 28 | 1 | 1 | 0 | 0 | 0 | 1 | 0 | 0 | 1 | 0 | 0 | 0 | 0 | 0 | 0 | 0 | 4 | 28 | 4 | 27
2810 | 118 | 4 | 28 | 2 | 1 | 0 | 0 | 0 | 1 | 0 | 0 | 1 | 0 | 0 | 0 | 0 | 0 | 0 | 0 | 4 | 28 | 4 | 27
2811 | 118 | 4 | 28 | 3 | 1 | 0 | 0 | 0 | 1 | 0 | 0 | 1 | 0 | 0 | 0 | 0 | 0 | 0 | 0 | 4 | 28 | 4 | 27
2812 | 118 | 4 | 28 | 4 | 1 | 0 | 0 | 0 | 1 | 0 | 0 | 1 | 0 | 0 | 0 | 0 | 0 | 0 | 0 | 4 | 28 | 4 | 27
2813 | 118 | 4 | 28 | 5 | 1 | 0 | 0 | 0 | 1 | 0 | 0 | 1 | 0 | 0 | 0 | 0 | 0 | 0 | 0 | 4 | 28 | 4 | 27
2814 | 118 | 4 | 28 | 6 | 1 | 0 | 0 | 0 | 1 | 0 | 0 | 1 | 0 | 0 | 0 | 0 | 0 | 0 | 0 | 4 | 28 | 4 | 27
2815 | 118 | 4 | 28 | 7 | 1 | 0 | 0 | 0 | 1 | 0 | 0 | 1 | 0 | 0 | 0 | 0 | 0 | 0 | 0 | 4 | 28 | 4 | 27
2816 | 118 | 4 | 28 | 8 | 1 | 0 | 0 | 0 | 1 | 0 | 0 | 1 | 0 | 0 | 0 | 0 | 0 | 0 | 0 | 4 | 28 | 4 | 27
2817 | 118 | 4 | 28 | 9 | 1 | 0 | 0 | 0 | 1 | 0 | 0 | 1 | 0 | 0 | 0 | 0 | 0 | 0 | 0 | 4 | 28 | 4 | 27
2818 | 118 | 4 | 28 | 10 | 1 | 0 | 0 | 0 | 1 | 0 | 0 | 1 | 0 | 0 | 0 | 0 | 0 | 0 | 0 | 4 | 28 | 4 | 27
2819 | 118 | 4 | 28 | 11 | 1 | 0 | 0 | 0 | 1 | 0 | 0 | 1 | 0 | 0 | 0 | 0 | 0 | 0 | 0 | 4 | 28 | 4 | 27
2820 | 118 | 4 | 28 | 12 | 1 | 0 | 0 | 0 | 1 | 0 | 0 | 1 | 0 | 0 | 0 | 0 | 0 | 0 | 0 | 4 | 28 | 4 | 27
2821 | 118 | 4 | 28 | 13 | 1 | 0 | 0 | 0 | 1 | 0 | 0 | 1 | 0 | 0 | 0 | 0 | 0 | 0 | 0 | 4 | 28 | 4 | 27
2822 | 118 | 4 | 28 | 14 | 1 | 0 | 0 | 0 | 1 | 0 | 0 | 1 | 0 | 0 | 0 | 0 | 0 | 0 | 0 | 4 | 28 | 4 | 27
2823 | 118 | 4 | 28 | 15 | 1 | 0 | 0 | 0 | 1 | 0 | 0 | 1 | 0 | 0 | 0 | 0 | 0 | 0 | 0 | 4 | 28 | 4 | 27
2824 | 118 | 4 | 28 | 16 | 1 | 0 | 0 | 0 | 1 | 0 | 0 | 1 | 0 | 0 | 0 | 0 | 0 | 0 | 0 | 4 | 28 | 4 | 27
2825 | 118 | 4 | 28 | 17 | 1 | 0 | 0 | 0 | 1 | 0 | 0 | 1 | 0 | 0 | 0 | 0 | 0 | 0 | 0 | 4 | 28 | 4 | 27
2826 | 118 | 4 | 28 | 18 | 1 | 0 | 0 | 0 | 1 | 0 | 0 | 1 | 0 | 0 | 0 | 0 | 0 | 0 | 0 | 4 | 28 | 4 | 27
2827 | 118 | 4 | 28 | 19 | 1 | 0 | 0 | 0 | 1 | 0 | 0 | 1 | 0 | 0 | 0 | 0 | 0 | 0 | 0 | 4 | 28 | 4 | 27
2828 | 118 | 4 | 28 | 20 | 1 | 0 | 0 | 0 | 1 | 0 | 0 | 1 | 0 | 0 | 0 | 0 | 0 | 0 | 0 | 4 | 28 | 4 | 27
2829 | 118 | 4 | 28 | 21 | 1 | 0 | 0 | 0 | 1 | 0 | 0 | 1 | 0 | 0 | 0 | 0 | 0 | 0 | 0 | 4 | 28 | 4 | 27
2830 | 118 | 4 | 28 | 22 | 1 | 0 | 0 | 0 | 1 | 0 | 0 | 1 | 0 | 0 | 0 | 0 | 0 | 0 | 0 | 4 | 28 | 4 | 27
2831 | 118 | 4 | 28 | 23 | 1 | 0 | 0 | 0 | 1 | 0 | 0 | 1 | 0 | 0 | 0 | 0 | 0 | 0 | 0 | 4 | 28 | 4 | 27
2832 | 118 | 4 | 28 | 24 | 1 | 0 | 0 | 0 | 1 | 0 | 0 | 1 | 0 | 0 | 0 | 0 | 0 | 0 | 0 | 4 | 28 | 4 | 27
2833 | 119 | 4 | 29 | 1 | 0 | 0 | 0 | 0 | 1 | 0 | 0 | 1 | 0 | 0 | 0 | 0 | 0 | 0 | 0 | 4 | 29 | 4 | 28
2834 | 119 | 4 | 29 | 2 | 0 | 0 | 0 | 0 | 1 | 0 | 0 | 1 | 0 | 0 | 0 | 0 | 0 | 0 | 0 | 4 | 29 | 4 | 28
2835 | 119 | 4 | 29 | 3 | 0 | 0 | 0 | 0 | 1 | 0 | 0 | 1 | 0 | 0 | 0 | 0 | 0 | 0 | 0 | 4 | 29 | 4 | 28
2836 | 119 | 4 | 29 | 4 | 0 | 0 | 0 | 0 | 1 | 0 | 0 | 1 | 0 | 0 | 0 | 0 | 0 | 0 | 0 | 4 | 29 | 4 | 28
2837 | 119 | 4 | 29 | 5 | 0 | 0 | 0 | 0 | 1 | 0 | 0 | 1 | 0 | 0 | 0 | 0 | 0 | 0 | 0 | 4 | 29 | 4 | 28
2838 | 119 | 4 | 29 | 6 | 0 | 0 | 0 | 0 | 1 | 0 | 0 | 1 | 0 | 0 | 0 | 0 | 0 | 0 | 0 | 4 | 29 | 4 | 28
2839 | 119 | 4 | 29 | 7 | 0 | 0 | 0 | 0 | 1 | 0 | 0 | 1 | 0 | 0 | 0 | 0 | 0 | 0 | 0 | 4 | 29 | 4 | 28
2840 | 119 | 4 | 29 | 8 | 0 | 0 | 0 | 0 | 1 | 0 | 0 | 1 | 0 | 0 | 0 | 0 | 0 | 0 | 0 | 4 | 29 | 4 | 28
2841 | 119 | 4 | 29 | 9 | 0 | 0 | 0 | 0 | 1 | 0 | 0 | 1 | 0 | 0 | 0 | 0 | 0 | 0 | 0 | 4 | 29 | 4 | 28
2842 | 119 | 4 | 29 | 10 | 0 | 0 | 0 | 0 | 1 | 0 | 0 | 1 | 0 | 0 | 0 | 0 | 0 | 0 | 0 | 4 | 29 | 4 | 28
2843 | 119 | 4 | 29 | 11 | 0 | 0 | 0 | 0 | 1 | 0 | 0 | 1 | 0 | 0 | 0 | 0 | 0 | 0 | 0 | 4 | 29 | 4 | 28
2844 | 119 | 4 | 29 | 12 | 0 | 0 | 0 | 0 | 1 | 0 | 0 | 1 | 0 | 0 | 0 | 0 | 0 | 0 | 0 | 4 | 29 | 4 | 28
2845 | 119 | 4 | 29 | 13 | 0 | 0 | 0 | 0 | 1 | 0 | 0 | 1 | 0 | 0 | 0 | 0 | 0 | 0 | 0 | 4 | 29 | 4 | 28
2846 | 119 | 4 | 29 | 14 | 0 | 0 | 0 | 0 | 1 | 0 | 0 | 1 | 0 | 0 | 0 | 0 | 0 | 0 | 0 | 4 | 29 | 4 | 28
2847 | 119 | 4 | 29 | 15 | 0 | 0 | 0 | 0 | 1 | 0 | 0 | 1 | 0 | 0 | 0 | 0 | 0 | 0 | 0 | 4 | 29 | 4 | 28
2848 | 119 | 4 | 29 | 16 | 0 | 0 | 0 | 0 | 1 | 0 | 0 | 1 | 0 | 0 | 0 | 0 | 0 | 0 | 0 | 4 | 29 | 4 | 28
2849 | 119 | 4 | 29 | 17 | 0 | 0 | 0 | 0 | 1 | 0 | 0 | 1 | 0 | 0 | 0 | 0 | 0 | 0 | 0 | 4 | 29 | 4 | 28
2850 | 119 | 4 | 29 | 18 | 0 | 0 | 0 | 0 | 1 | 0 | 0 | 1 | 0 | 0 | 0 | 0 | 0 | 0 | 0 | 4 | 29 | 4 | 28
2851 | 119 | 4 | 29 | 19 | 0 | 0 | 0 | 0 | 1 | 0 | 0 | 1 | 0 | 0 | 0 | 0 | 0 | 0 | 0 | 4 | 29 | 4 | 28
2852 | 119 | 4 | 29 | 20 | 0 | 0 | 0 | 0 | 1 | 0 | 0 | 1 | 0 | 0 | 0 | 0 | 0 | 0 | 0 | 4 | 29 | 4 | 28
2853 | 119 | 4 | 29 | 21 | 0 | 0 | 0 | 0 | 1 | 0 | 0 | 1 | 0 | 0 | 0 | 0 | 0 | 0 | 0 | 4 | 29 | 4 | 28
2854 | 119 | 4 | 29 | 22 | 0 | 0 | 0 | 0 | 1 | 0 | 0 | 1 | 0 | 0 | 0 | 0 | 0 | 0 | 0 | 4 | 29 | 4 | 28
2855 | 119 | 4 | 29 | 23 | 0 | 0 | 0 | 0 | 1 | 0 | 0 | 1 | 0 | 0 | 0 | 0 | 0 | 0 | 0 | 4 | 29 | 4 | 28
2856 | 119 | 4 | 29 | 24 | 0 | 0 | 0 | 0 | 1 | 0 | 0 | 1 | 0 | 0 | 0 | 0 | 0 | 0 | 0 | 4 | 29 | 4 | 28
2857 | 120 | 4 | 30 | 1 | 0 | 0 | 0 | 0 | 1 | 0 | 0 | 1 | 0 | 0 | 0 | 0 | 0 | 0 | 0 | 4 | 30 | 4 | 29
2858 | 120 | 4 | 30 | 2 | 0 | 0 | 0 | 0 | 1 | 0 | 0 | 1 | 0 | 0 | 0 | 0 | 0 | 0 | 0 | 4 | 30 | 4 | 29
2859 | 120 | 4 | 30 | 3 | 0 | 0 | 0 | 0 | 1 | 0 | 0 | 1 | 0 | 0 | 0 | 0 | 0 | 0 | 0 | 4 | 30 | 4 | 29
2860 | 120 | 4 | 30 | 4 | 0 | 0 | 0 | 0 | 1 | 0 | 0 | 1 | 0 | 0 | 0 | 0 | 0 | 0 | 0 | 4 | 30 | 4 | 29
2861 | 120 | 4 | 30 | 5 | 0 | 0 | 0 | 0 | 1 | 0 | 0 | 1 | 0 | 0 | 0 | 0 | 0 | 0 | 0 | 4 | 30 | 4 | 29
2862 | 120 | 4 | 30 | 6 | 0 | 0 | 0 | 0 | 1 | 0 | 0 | 1 | 0 | 0 | 0 | 0 | 0 | 0 | 0 | 4 | 30 | 4 | 29
2863 | 120 | 4 | 30 | 7 | 0 | 0 | 0 | 0 | 1 | 0 | 0 | 1 | 0 | 0 | 0 | 0 | 0 | 0 | 0 | 4 | 30 | 4 | 29
2864 | 120 | 4 | 30 | 8 | 0 | 0 | 0 | 0 | 1 | 0 | 0 | 1 | 0 | 0 | 0 | 0 | 0 | 0 | 0 | 4 | 30 | 4 | 29
2865 | 120 | 4 | 30 | 9 | 0 | 0 | 0 | 0 | 1 | 0 | 0 | 1 | 0 | 0 | 0 | 0 | 0 | 0 | 0 | 4 | 30 | 4 | 29
2866 | 120 | 4 | 30 | 10 | 0 | 0 | 0 | 0 | 1 | 0 | 0 | 1 | 0 | 0 | 0 | 0 | 0 | 0 | 0 | 4 | 30 | 4 | 29
2867 | 120 | 4 | 30 | 11 | 0 | 0 | 0 | 0 | 1 | 0 | 0 | 1 | 0 | 0 | 0 | 0 | 0 | 0 | 0 | 4 | 30 | 4 | 29
2868 | 120 | 4 | 30 | 12 | 0 | 0 | 0 | 0 | 1 | 0 | 0 | 1 | 0 | 0 | 0 | 0 | 0 | 0 | 0 | 4 | 30 | 4 | 29
2869 | 120 | 4 | 30 | 13 | 0 | 0 | 0 | 0 | 1 | 0 | 0 | 1 | 0 | 0 | 0 | 0 | 0 | 0 | 0 | 4 | 30 | 4 | 29
2870 | 120 | 4 | 30 | 14 | 0 | 0 | 0 | 0 | 1 | 0 | 0 | 1 | 0 | 0 | 0 | 0 | 0 | 0 | 0 | 4 | 30 | 4 | 29
2871 | 120 | 4 | 30 | 15 | 0 | 0 | 0 | 0 | 1 | 0 | 0 | 1 | 0 | 0 | 0 | 0 | 0 | 0 | 0 | 4 | 30 | 4 | 29
2872 | 120 | 4 | 30 | 16 | 0 | 0 | 0 | 0 | 1 | 0 | 0 | 1 | 0 | 0 | 0 | 0 | 0 | 0 | 0 | 4 | 30 | 4 | 29
2873 | 120 | 4 | 30 | 17 | 0 | 0 | 0 | 0 | 1 | 0 | 0 | 1 | 0 | 0 | 0 | 0 | 0 | 0 | 0 | 4 | 30 | 4 | 29
2874 | 120 | 4 | 30 | 18 | 0 | 0 | 0 | 0 | 1 | 0 | 0 | 1 | 0 | 0 | 0 | 0 | 0 | 0 | 0 | 4 | 30 | 4 | 29
2875 | 120 | 4 | 30 | 19 | 0 | 0 | 0 | 0 | 1 | 0 | 0 | 1 | 0 | 0 | 0 | 0 | 0 | 0 | 0 | 4 | 30 | 4 | 29
2876 | 120 | 4 | 30 | 20 | 0 | 0 | 0 | 0 | 1 | 0 | 0 | 1 | 0 | 0 | 0 | 0 | 0 | 0 | 0 | 4 | 30 | 4 | 29
2877 | 120 | 4 | 30 | 21 | 0 | 0 | 0 | 0 | 1 | 0 | 0 | 1 | 0 | 0 | 0 | 0 | 0 | 0 | 0 | 4 | 30 | 4 | 29
2878 | 120 | 4 | 30 | 22 | 0 | 0 | 0 | 0 | 1 | 0 | 0 | 1 | 0 | 0 | 0 | 0 | 0 | 0 | 0 | 4 | 30 | 4 | 29
2879 | 120 | 4 | 30 | 23 | 0 | 0 | 0 | 0 | 1 | 0 | 0 | 1 | 0 | 0 | 0 | 0 | 0 | 0 | 0 | 4 | 30 | 4 | 29
2880 | 120 | 4 | 30 | 24 | 0 | 0 | 0 | 0 | 1 | 0 | 0 | 1 | 0 | 0 | 0 | 0 | 0 | 0 | 0 | 4 | 30 | 4 | 29
2881 | 121 | 5 | 1 | 1 | 1 | 0 | 0 | 0 | 1 | 0 | 0 | 1 | 0 | 0 | 0 | 0 | 0 | 0 | 0 | 5 | 1 | 4 | 30
2882 | 121 | 5 | 1 | 2 | 1 | 0 | 0 | 0 | 1 | 0 | 0 | 1 | 0 | 0 | 0 | 0 | 0 | 0 | 0 | 5 | 1 | 4 | 30
2883 | 121 | 5 | 1 | 3 | 1 | 0 | 0 | 0 | 1 | 0 | 0 | 1 | 0 | 0 | 0 | 0 | 0 | 0 | 0 | 5 | 1 | 4 | 30
2884 | 121 | 5 | 1 | 4 | 1 | 0 | 0 | 0 | 1 | 0 | 0 | 1 | 0 | 0 | 0 | 0 | 0 | 0 | 0 | 5 | 1 | 4 | 30
2885 | 121 | 5 | 1 | 5 | 1 | 0 | 0 | 0 | 1 | 0 | 0 | 1 | 0 | 0 | 0 | 0 | 0 | 0 | 0 | 5 | 1 | 4 | 30
2886 | 121 | 5 | 1 | 6 | 1 | 0 | 0 | 0 | 1 | 0 | 0 | 1 | 0 | 0 | 0 | 0 | 0 | 0 | 0 | 5 | 1 | 4 | 30
2887 | 121 | 5 | 1 | 7 | 1 | 0 | 0 | 0 | 1 | 0 | 0 | 1 | 0 | 0 | 0 | 0 | 0 | 0 | 0 | 5 | 1 | 4 | 30
2888 | 121 | 5 | 1 | 8 | 1 | 0 | 0 | 0 | 1 | 0 | 0 | 1 | 0 | 0 | 0 | 0 | 0 | 0 | 0 | 5 | 1 | 4 | 30
2889 | 121 | 5 | 1 | 9 | 1 | 0 | 0 | 0 | 1 | 0 | 0 | 1 | 0 | 0 | 0 | 0 | 0 | 0 | 0 | 5 | 1 | 4 | 30
2890 | 121 | 5 | 1 | 10 | 1 | 0 | 0 | 0 | 1 | 0 | 0 | 1 | 0 | 0 | 0 | 0 | 0 | 0 | 0 | 5 | 1 | 4 | 30
2891 | 121 | 5 | 1 | 11 | 1 | 0 | 0 | 0 | 1 | 0 | 0 | 1 | 0 | 0 | 0 | 0 | 0 | 0 | 0 | 5 | 1 | 4 | 30
2892 | 121 | 5 | 1 | 12 | 1 | 0 | 0 | 0 | 1 | 0 | 0 | 1 | 0 | 0 | 0 | 0 | 0 | 0 | 0 | 5 | 1 | 4 | 30
2893 | 121 | 5 | 1 | 13 | 1 | 0 | 0 | 0 | 1 | 0 | 0 | 1 | 0 | 0 | 0 | 0 | 0 | 0 | 0 | 5 | 1 | 4 | 30
2894 | 121 | 5 | 1 | 14 | 1 | 0 | 0 | 0 | 1 | 0 | 0 | 1 | 0 | 0 | 0 | 0 | 0 | 0 | 0 | 5 | 1 | 4 | 30
2895 | 121 | 5 | 1 | 15 | 1 | 0 | 0 | 0 | 1 | 0 | 0 | 1 | 0 | 0 | 0 | 0 | 0 | 0 | 0 | 5 | 1 | 4 | 30
2896 | 121 | 5 | 1 | 16 | 1 | 0 | 0 | 0 | 1 | 0 | 0 | 1 | 0 | 0 | 0 | 0 | 0 | 0 | 0 | 5 | 1 | 4 | 30
2897 | 121 | 5 | 1 | 17 | 1 | 0 | 0 | 0 | 1 | 0 | 0 | 1 | 0 | 0 | 0 | 0 | 0 | 0 | 0 | 5 | 1 | 4 | 30
2898 | 121 | 5 | 1 | 18 | 1 | 0 | 0 | 0 | 1 | 0 | 0 | 1 | 0 | 0 | 0 | 0 | 0 | 0 | 0 | 5 | 1 | 4 | 30
2899 | 121 | 5 | 1 | 19 | 1 | 0 | 0 | 0 | 1 | 0 | 0 | 1 | 0 | 0 | 0 | 0 | 0 | 0 | 0 | 5 | 1 | 4 | 30
2900 | 121 | 5 | 1 | 20 | 1 | 0 | 0 | 0 | 1 | 0 | 0 | 1 | 0 | 0 | 0 | 0 | 0 | 0 | 0 | 5 | 1 | 4 | 30
2901 | 121 | 5 | 1 | 21 | 1 | 0 | 0 | 0 | 1 | 0 | 0 | 1 | 0 | 0 | 0 | 0 | 0 | 0 | 0 | 5 | 1 | 4 | 30
2902 | 121 | 5 | 1 | 22 | 1 | 0 | 0 | 0 | 1 | 0 | 0 | 1 | 0 | 0 | 0 | 0 | 0 | 0 | 0 | 5 | 1 | 4 | 30
2903 | 121 | 5 | 1 | 23 | 1 | 0 | 0 | 0 | 1 | 0 | 0 | 1 | 0 | 0 | 0 | 0 | 0 | 0 | 0 | 5 | 1 | 4 | 30
2904 | 121 | 5 | 1 | 24 | 1 | 0 | 0 | 0 | 1 | 0 | 0 | 1 | 0 | 0 | 0 | 0 | 0 | 0 | 0 | 5 | 1 | 4 | 30
2905 | 122 | 5 | 2 | 1 | 1 | 0 | 0 | 0 | 1 | 0 | 0 | 1 | 0 | 0 | 0 | 0 | 0 | 0 | 0 | 5 | 2 | 5 | 1
2906 | 122 | 5 | 2 | 2 | 1 | 0 | 0 | 0 | 1 | 0 | 0 | 1 | 0 | 0 | 0 | 0 | 0 | 0 | 0 | 5 | 2 | 5 | 1
2907 | 122 | 5 | 2 | 3 | 1 | 0 | 0 | 0 | 1 | 0 | 0 | 1 | 0 | 0 | 0 | 0 | 0 | 0 | 0 | 5 | 2 | 5 | 1
2908 | 122 | 5 | 2 | 4 | 1 | 0 | 0 | 0 | 1 | 0 | 0 | 1 | 0 | 0 | 0 | 0 | 0 | 0 | 0 | 5 | 2 | 5 | 1
2909 | 122 | 5 | 2 | 5 | 1 | 0 | 0 | 0 | 1 | 0 | 0 | 1 | 0 | 0 | 0 | 0 | 0 | 0 | 0 | 5 | 2 | 5 | 1
2910 | 122 | 5 | 2 | 6 | 1 | 0 | 0 | 0 | 1 | 0 | 0 | 1 | 0 | 0 | 0 | 0 | 0 | 0 | 0 | 5 | 2 | 5 | 1
2911 | 122 | 5 | 2 | 7 | 1 | 0 | 0 | 0 | 1 | 0 | 0 | 1 | 0 | 0 | 0 | 0 | 0 | 0 | 0 | 5 | 2 | 5 | 1
2912 | 122 | 5 | 2 | 8 | 1 | 0 | 0 | 0 | 1 | 0 | 0 | 1 | 0 | 0 | 0 | 0 | 0 | 0 | 0 | 5 | 2 | 5 | 1
2913 | 122 | 5 | 2 | 9 | 1 | 0 | 0 | 0 | 1 | 0 | 0 | 1 | 0 | 0 | 0 | 0 | 0 | 0 | 0 | 5 | 2 | 5 | 1
2914 | 122 | 5 | 2 | 10 | 1 | 0 | 0 | 0 | 1 | 0 | 0 | 1 | 0 | 0 | 0 | 0 | 0 | 0 | 0 | 5 | 2 | 5 | 1
2915 | 122 | 5 | 2 | 11 | 1 | 0 | 0 | 0 | 1 | 0 | 0 | 1 | 0 | 0 | 0 | 0 | 0 | 0 | 0 | 5 | 2 | 5 | 1
2916 | 122 | 5 | 2 | 12 | 1 | 0 | 0 | 0 | 1 | 0 | 0 | 1 | 0 | 0 | 0 | 0 | 0 | 0 | 0 | 5 | 2 | 5 | 1
2917 | 122 | 5 | 2 | 13 | 1 | 0 | 0 | 0 | 1 | 0 | 0 | 1 | 0 | 0 | 0 | 0 | 0 | 0 | 0 | 5 | 2 | 5 | 1
2918 | 122 | 5 | 2 | 14 | 1 | 0 | 0 | 0 | 1 | 0 | 0 | 1 | 0 | 0 | 0 | 0 | 0 | 0 | 0 | 5 | 2 | 5 | 1
2919 | 122 | 5 | 2 | 15 | 1 | 0 | 0 | 0 | 1 | 0 | 0 | 1 | 0 | 0 | 0 | 0 | 0 | 0 | 0 | 5 | 2 | 5 | 1
2920 | 122 | 5 | 2 | 16 | 1 | 0 | 0 | 0 | 1 | 0 | 0 | 1 | 0 | 0 | 0 | 0 | 0 | 0 | 0 | 5 | 2 | 5 | 1
2921 | 122 | 5 | 2 | 17 | 1 | 0 | 0 | 0 | 1 | 0 | 0 | 1 | 0 | 0 | 0 | 0 | 0 | 0 | 0 | 5 | 2 | 5 | 1
2922 | 122 | 5 | 2 | 18 | 1 | 0 | 0 | 0 | 1 | 0 | 0 | 1 | 0 | 0 | 0 | 0 | 0 | 0 | 0 | 5 | 2 | 5 | 1
2923 | 122 | 5 | 2 | 19 | 1 | 0 | 0 | 0 | 1 | 0 | 0 | 1 | 0 | 0 | 0 | 0 | 0 | 0 | 0 | 5 | 2 | 5 | 1
2924 | 122 | 5 | 2 | 20 | 1 | 0 | 0 | 0 | 1 | 0 | 0 | 1 | 0 | 0 | 0 | 0 | 0 | 0 | 0 | 5 | 2 | 5 | 1
2925 | 122 | 5 | 2 | 21 | 1 | 0 | 0 | 0 | 1 | 0 | 0 | 1 | 0 | 0 | 0 | 0 | 0 | 0 | 0 | 5 | 2 | 5 | 1
2926 | 122 | 5 | 2 | 22 | 1 | 0 | 0 | 0 | 1 | 0 | 0 | 1 | 0 | 0 | 0 | 0 | 0 | 0 | 0 | 5 | 2 | 5 | 1
2927 | 122 | 5 | 2 | 23 | 1 | 0 | 0 | 0 | 1 | 0 | 0 | 1 | 0 | 0 | 0 | 0 | 0 | 0 | 0 | 5 | 2 | 5 | 1
2928 | 122 | 5 | 2 | 24 | 1 | 0 | 0 | 0 | 1 | 0 | 0 | 1 | 0 | 0 | 0 | 0 | 0 | 0 | 0 | 5 | 2 | 5 | 1
2929 | 123 | 5 | 3 | 1 | 1 | 0 | 0 | 0 | 1 | 0 | 0 | 1 | 0 | 0 | 0 | 0 | 0 | 0 | 0 | 5 | 3 | 5 | 2
2930 | 123 | 5 | 3 | 2 | 1 | 0 | 0 | 0 | 1 | 0 | 0 | 1 | 0 | 0 | 0 | 0 | 0 | 0 | 0 | 5 | 3 | 5 | 2
2931 | 123 | 5 | 3 | 3 | 1 | 0 | 0 | 0 | 1 | 0 | 0 | 1 | 0 | 0 | 0 | 0 | 0 | 0 | 0 | 5 | 3 | 5 | 2
2932 | 123 | 5 | 3 | 4 | 1 | 0 | 0 | 0 | 1 | 0 | 0 | 1 | 0 | 0 | 0 | 0 | 0 | 0 | 0 | 5 | 3 | 5 | 2
2933 | 123 | 5 | 3 | 5 | 1 | 0 | 0 | 0 | 1 | 0 | 0 | 1 | 0 | 0 | 0 | 0 | 0 | 0 | 0 | 5 | 3 | 5 | 2
2934 | 123 | 5 | 3 | 6 | 1 | 0 | 0 | 0 | 1 | 0 | 0 | 1 | 0 | 0 | 0 | 0 | 0 | 0 | 0 | 5 | 3 | 5 | 2
2935 | 123 | 5 | 3 | 7 | 1 | 0 | 0 | 0 | 1 | 0 | 0 | 1 | 0 | 0 | 0 | 0 | 0 | 0 | 0 | 5 | 3 | 5 | 2
2936 | 123 | 5 | 3 | 8 | 1 | 0 | 0 | 0 | 1 | 0 | 0 | 1 | 0 | 0 | 0 | 0 | 0 | 0 | 0 | 5 | 3 | 5 | 2
2937 | 123 | 5 | 3 | 9 | 1 | 0 | 0 | 0 | 1 | 0 | 0 | 1 | 0 | 0 | 0 | 0 | 0 | 0 | 0 | 5 | 3 | 5 | 2
2938 | 123 | 5 | 3 | 10 | 1 | 0 | 0 | 0 | 1 | 0 | 0 | 1 | 0 | 0 | 0 | 0 | 0 | 0 | 0 | 5 | 3 | 5 | 2
2939 | 123 | 5 | 3 | 11 | 1 | 0 | 0 | 0 | 1 | 0 | 0 | 1 | 0 | 0 | 0 | 0 | 0 | 0 | 0 | 5 | 3 | 5 | 2
2940 | 123 | 5 | 3 | 12 | 1 | 0 | 0 | 0 | 1 | 0 | 0 | 1 | 0 | 0 | 0 | 0 | 0 | 0 | 0 | 5 | 3 | 5 | 2
2941 | 123 | 5 | 3 | 13 | 1 | 0 | 0 | 0 | 1 | 0 | 0 | 1 | 0 | 0 | 0 | 0 | 0 | 0 | 0 | 5 | 3 | 5 | 2
2942 | 123 | 5 | 3 | 14 | 1 | 0 | 0 | 0 | 1 | 0 | 0 | 1 | 0 | 0 | 0 | 0 | 0 | 0 | 0 | 5 | 3 | 5 | 2
2943 | 123 | 5 | 3 | 15 | 1 | 0 | 0 | 0 | 1 | 0 | 0 | 1 | 0 | 0 | 0 | 0 | 0 | 0 | 0 | 5 | 3 | 5 | 2
2944 | 123 | 5 | 3 | 16 | 1 | 0 | 0 | 0 | 1 | 0 | 0 | 1 | 0 | 0 | 0 | 0 | 0 | 0 | 0 | 5 | 3 | 5 | 2
2945 | 123 | 5 | 3 | 17 | 1 | 0 | 0 | 0 | 1 | 0 | 0 | 1 | 0 | 0 | 0 | 0 | 0 | 0 | 0 | 5 | 3 | 5 | 2
2946 | 123 | 5 | 3 | 18 | 1 | 0 | 0 | 0 | 1 | 0 | 0 | 1 | 0 | 0 | 0 | 0 | 0 | 0 | 0 | 5 | 3 | 5 | 2
2947 | 123 | 5 | 3 | 19 | 1 | 0 | 0 | 0 | 1 | 0 | 0 | 1 | 0 | 0 | 0 | 0 | 0 | 0 | 0 | 5 | 3 | 5 | 2
2948 | 123 | 5 | 3 | 20 | 1 | 0 | 0 | 0 | 1 | 0 | 0 | 1 | 0 | 0 | 0 | 0 | 0 | 0 | 0 | 5 | 3 | 5 | 2
2949 | 123 | 5 | 3 | 21 | 1 | 0 | 0 | 0 | 1 | 0 | 0 | 1 | 0 | 0 | 0 | 0 | 0 | 0 | 0 | 5 | 3 | 5 | 2
2950 | 123 | 5 | 3 | 22 | 1 | 0 | 0 | 0 | 1 | 0 | 0 | 1 | 0 | 0 | 0 | 0 | 0 | 0 | 0 | 5 | 3 | 5 | 2
2951 | 123 | 5 | 3 | 23 | 1 | 0 | 0 | 0 | 1 | 0 | 0 | 1 | 0 | 0 | 0 | 0 | 0 | 0 | 0 | 5 | 3 | 5 | 2
2952 | 123 | 5 | 3 | 24 | 1 | 0 | 0 | 0 | 1 | 0 | 0 | 1 | 0 | 0 | 0 | 0 | 0 | 0 | 0 | 5 | 3 | 5 | 2
2953 | 124 | 5 | 4 | 1 | 1 | 0 | 0 | 0 | 1 | 0 | 0 | 1 | 0 | 0 | 0 | 0 | 0 | 0 | 0 | 5 | 4 | 5 | 3
2954 | 124 | 5 | 4 | 2 | 1 | 0 | 0 | 0 | 1 | 0 | 0 | 1 | 0 | 0 | 0 | 0 | 0 | 0 | 0 | 5 | 4 | 5 | 3
2955 | 124 | 5 | 4 | 3 | 1 | 0 | 0 | 0 | 1 | 0 | 0 | 1 | 0 | 0 | 0 | 0 | 0 | 0 | 0 | 5 | 4 | 5 | 3
2956 | 124 | 5 | 4 | 4 | 1 | 0 | 0 | 0 | 1 | 0 | 0 | 1 | 0 | 0 | 0 | 0 | 0 | 0 | 0 | 5 | 4 | 5 | 3
2957 | 124 | 5 | 4 | 5 | 1 | 0 | 0 | 0 | 1 | 0 | 0 | 1 | 0 | 0 | 0 | 0 | 0 | 0 | 0 | 5 | 4 | 5 | 3
2958 | 124 | 5 | 4 | 6 | 1 | 0 | 0 | 0 | 1 | 0 | 0 | 1 | 0 | 0 | 0 | 0 | 0 | 0 | 0 | 5 | 4 | 5 | 3
2959 | 124 | 5 | 4 | 7 | 1 | 0 | 0 | 0 | 1 | 0 | 0 | 1 | 0 | 0 | 0 | 0 | 0 | 0 | 0 | 5 | 4 | 5 | 3
2960 | 124 | 5 | 4 | 8 | 1 | 0 | 0 | 0 | 1 | 0 | 0 | 1 | 0 | 0 | 0 | 0 | 0 | 0 | 0 | 5 | 4 | 5 | 3
2961 | 124 | 5 | 4 | 9 | 1 | 0 | 0 | 0 | 1 | 0 | 0 | 1 | 0 | 0 | 0 | 0 | 0 | 0 | 0 | 5 | 4 | 5 | 3
2962 | 124 | 5 | 4 | 10 | 1 | 0 | 0 | 0 | 1 | 0 | 0 | 1 | 0 | 0 | 0 | 0 | 0 | 0 | 0 | 5 | 4 | 5 | 3
2963 | 124 | 5 | 4 | 11 | 1 | 0 | 0 | 0 | 1 | 0 | 0 | 1 | 0 | 0 | 0 | 0 | 0 | 0 | 0 | 5 | 4 | 5 | 3
2964 | 124 | 5 | 4 | 12 | 1 | 0 | 0 | 0 | 1 | 0 | 0 | 1 | 0 | 0 | 0 | 0 | 0 | 0 | 0 | 5 | 4 | 5 | 3
2965 | 124 | 5 | 4 | 13 | 1 | 0 | 0 | 0 | 1 | 0 | 0 | 1 | 0 | 0 | 0 | 0 | 0 | 0 | 0 | 5 | 4 | 5 | 3
2966 | 124 | 5 | 4 | 14 | 1 | 0 | 0 | 0 | 1 | 0 | 0 | 1 | 0 | 0 | 0 | 0 | 0 | 0 | 0 | 5 | 4 | 5 | 3
2967 | 124 | 5 | 4 | 15 | 1 | 0 | 0 | 0 | 1 | 0 | 0 | 1 | 0 | 0 | 0 | 0 | 0 | 0 | 0 | 5 | 4 | 5 | 3
2968 | 124 | 5 | 4 | 16 | 1 | 0 | 0 | 0 | 1 | 0 | 0 | 1 | 0 | 0 | 0 | 0 | 0 | 0 | 0 | 5 | 4 | 5 | 3
2969 | 124 | 5 | 4 | 17 | 1 | 0 | 0 | 0 | 1 | 0 | 0 | 1 | 0 | 0 | 0 | 0 | 0 | 0 | 0 | 5 | 4 | 5 | 3
2970 | 124 | 5 | 4 | 18 | 1 | 0 | 0 | 0 | 1 | 0 | 0 | 1 | 0 | 0 | 0 | 0 | 0 | 0 | 0 | 5 | 4 | 5 | 3
2971 | 124 | 5 | 4 | 19 | 1 | 0 | 0 | 0 | 1 | 0 | 0 | 1 | 0 | 0 | 0 | 0 | 0 | 0 | 0 | 5 | 4 | 5 | 3
2972 | 124 | 5 | 4 | 20 | 1 | 0 | 0 | 0 | 1 | 0 | 0 | 1 | 0 | 0 | 0 | 0 | 0 | 0 | 0 | 5 | 4 | 5 | 3
2973 | 124 | 5 | 4 | 21 | 1 | 0 | 0 | 0 | 1 | 0 | 0 | 1 | 0 | 0 | 0 | 0 | 0 | 0 | 0 | 5 | 4 | 5 | 3
2974 | 124 | 5 | 4 | 22 | 1 | 0 | 0 | 0 | 1 | 0 | 0 | 1 | 0 | 0 | 0 | 0 | 0 | 0 | 0 | 5 | 4 | 5 | 3
2975 | 124 | 5 | 4 | 23 | 1 | 0 | 0 | 0 | 1 | 0 | 0 | 1 | 0 | 0 | 0 | 0 | 0 | 0 | 0 | 5 | 4 | 5 | 3
2976 | 124 | 5 | 4 | 24 | 1 | 0 | 0 | 0 | 1 | 0 | 0 | 1 | 0 | 0 | 0 | 0 | 0 | 0 | 0 | 5 | 4 | 5 | 3
2977 | 125 | 5 | 5 | 1 | 1 | 0 | 0 | 0 | 1 | 0 | 0 | 1 | 0 | 0 | 0 | 0 | 0 | 0 | 0 | 5 | 5 | 5 | 4
2978 | 125 | 5 | 5 | 2 | 1 | 0 | 0 | 0 | 1 | 0 | 0 | 1 | 0 | 0 | 0 | 0 | 0 | 0 | 0 | 5 | 5 | 5 | 4
2979 | 125 | 5 | 5 | 3 | 1 | 0 | 0 | 0 | 1 | 0 | 0 | 1 | 0 | 0 | 0 | 0 | 0 | 0 | 0 | 5 | 5 | 5 | 4
2980 | 125 | 5 | 5 | 4 | 1 | 0 | 0 | 0 | 1 | 0 | 0 | 1 | 0 | 0 | 0 | 0 | 0 | 0 | 0 | 5 | 5 | 5 | 4
2981 | 125 | 5 | 5 | 5 | 1 | 0 | 0 | 0 | 1 | 0 | 0 | 1 | 0 | 0 | 0 | 0 | 0 | 0 | 0 | 5 | 5 | 5 | 4
2982 | 125 | 5 | 5 | 6 | 1 | 0 | 0 | 0 | 1 | 0 | 0 | 1 | 0 | 0 | 0 | 0 | 0 | 0 | 0 | 5 | 5 | 5 | 4
2983 | 125 | 5 | 5 | 7 | 1 | 0 | 0 | 0 | 1 | 0 | 0 | 1 | 0 | 0 | 0 | 0 | 0 | 0 | 0 | 5 | 5 | 5 | 4
2984 | 125 | 5 | 5 | 8 | 1 | 0 | 0 | 0 | 1 | 0 | 0 | 1 | 0 | 0 | 0 | 0 | 0 | 0 | 0 | 5 | 5 | 5 | 4
2985 | 125 | 5 | 5 | 9 | 1 | 0 | 0 | 0 | 1 | 0 | 0 | 1 | 0 | 0 | 0 | 0 | 0 | 0 | 0 | 5 | 5 | 5 | 4
2986 | 125 | 5 | 5 | 10 | 1 | 0 | 0 | 0 | 1 | 0 | 0 | 1 | 0 | 0 | 0 | 0 | 0 | 0 | 0 | 5 | 5 | 5 | 4
2987 | 125 | 5 | 5 | 11 | 1 | 0 | 0 | 0 | 1 | 0 | 0 | 1 | 0 | 0 | 0 | 0 | 0 | 0 | 0 | 5 | 5 | 5 | 4
2988 | 125 | 5 | 5 | 12 | 1 | 0 | 0 | 0 | 1 | 0 | 0 | 1 | 0 | 0 | 0 | 0 | 0 | 0 | 0 | 5 | 5 | 5 | 4
2989 | 125 | 5 | 5 | 13 | 1 | 0 | 0 | 0 | 1 | 0 | 0 | 1 | 0 | 0 | 0 | 0 | 0 | 0 | 0 | 5 | 5 | 5 | 4
2990 | 125 | 5 | 5 | 14 | 1 | 0 | 0 | 0 | 1 | 0 | 0 | 1 | 0 | 0 | 0 | 0 | 0 | 0 | 0 | 5 | 5 | 5 | 4
2991 | 125 | 5 | 5 | 15 | 1 | 0 | 0 | 0 | 1 | 0 | 0 | 1 | 0 | 0 | 0 | 0 | 0 | 0 | 0 | 5 | 5 | 5 | 4
2992 | 125 | 5 | 5 | 16 | 1 | 0 | 0 | 0 | 1 | 0 | 0 | 1 | 0 | 0 | 0 | 0 | 0 | 0 | 0 | 5 | 5 | 5 | 4
2993 | 125 | 5 | 5 | 17 | 1 | 0 | 0 | 0 | 1 | 0 | 0 | 1 | 0 | 0 | 0 | 0 | 0 | 0 | 0 | 5 | 5 | 5 | 4
2994 | 125 | 5 | 5 | 18 | 1 | 0 | 0 | 0 | 1 | 0 | 0 | 1 | 0 | 0 | 0 | 0 | 0 | 0 | 0 | 5 | 5 | 5 | 4
2995 | 125 | 5 | 5 | 19 | 1 | 0 | 0 | 0 | 1 | 0 | 0 | 1 | 0 | 0 | 0 | 0 | 0 | 0 | 0 | 5 | 5 | 5 | 4
2996 | 125 | 5 | 5 | 20 | 1 | 0 | 0 | 0 | 1 | 0 | 0 | 1 | 0 | 0 | 0 | 0 | 0 | 0 | 0 | 5 | 5 | 5 | 4
2997 | 125 | 5 | 5 | 21 | 1 | 0 | 0 | 0 | 1 | 0 | 0 | 1 | 0 | 0 | 0 | 0 | 0 | 0 | 0 | 5 | 5 | 5 | 4
2998 | 125 | 5 | 5 | 22 | 1 | 0 | 0 | 0 | 1 | 0 | 0 | 1 | 0 | 0 | 0 | 0 | 0 | 0 | 0 | 5 | 5 | 5 | 4
2999 | 125 | 5 | 5 | 23 | 1 | 0 | 0 | 0 | 1 | 0 | 0 | 1 | 0 | 0 | 0 | 0 | 0 | 0 | 0 | 5 | 5 | 5 | 4
3000 | 125 | 5 | 5 | 24 | 1 | 0 | 0 | 0 | 1 | 0 | 0 | 1 | 0 | 0 | 0 | 0 | 0 | 0 | 0 | 5 | 5 | 5 | 4
3001 | 126 | 5 | 6 | 1 | 0 | 0 | 0 | 0 | 1 | 0 | 0 | 1 | 0 | 0 | 0 | 0 | 0 | 0 | 0 | 5 | 6 | 5 | 5
3002 | 126 | 5 | 6 | 2 | 0 | 0 | 0 | 0 | 1 | 0 | 0 | 1 | 0 | 0 | 0 | 0 | 0 | 0 | 0 | 5 | 6 | 5 | 5
3003 | 126 | 5 | 6 | 3 | 0 | 0 | 0 | 0 | 1 | 0 | 0 | 1 | 0 | 0 | 0 | 0 | 0 | 0 | 0 | 5 | 6 | 5 | 5
3004 | 126 | 5 | 6 | 4 | 0 | 0 | 0 | 0 | 1 | 0 | 0 | 1 | 0 | 0 | 0 | 0 | 0 | 0 | 0 | 5 | 6 | 5 | 5
3005 | 126 | 5 | 6 | 5 | 0 | 0 | 0 | 0 | 1 | 0 | 0 | 1 | 0 | 0 | 0 | 0 | 0 | 0 | 0 | 5 | 6 | 5 | 5
3006 | 126 | 5 | 6 | 6 | 0 | 0 | 0 | 0 | 1 | 0 | 0 | 1 | 0 | 0 | 0 | 0 | 0 | 0 | 0 | 5 | 6 | 5 | 5
3007 | 126 | 5 | 6 | 7 | 0 | 0 | 0 | 0 | 1 | 0 | 0 | 1 | 0 | 0 | 0 | 0 | 0 | 0 | 0 | 5 | 6 | 5 | 5
3008 | 126 | 5 | 6 | 8 | 0 | 0 | 0 | 0 | 1 | 0 | 0 | 1 | 0 | 0 | 0 | 0 | 0 | 0 | 0 | 5 | 6 | 5 | 5
3009 | 126 | 5 | 6 | 9 | 0 | 0 | 0 | 0 | 1 | 0 | 0 | 1 | 0 | 0 | 0 | 0 | 0 | 0 | 0 | 5 | 6 | 5 | 5
3010 | 126 | 5 | 6 | 10 | 0 | 0 | 0 | 0 | 1 | 0 | 0 | 1 | 0 | 0 | 0 | 0 | 0 | 0 | 0 | 5 | 6 | 5 | 5
3011 | 126 | 5 | 6 | 11 | 0 | 0 | 0 | 0 | 1 | 0 | 0 | 1 | 0 | 0 | 0 | 0 | 0 | 0 | 0 | 5 | 6 | 5 | 5
3012 | 126 | 5 | 6 | 12 | 0 | 0 | 0 | 0 | 1 | 0 | 0 | 1 | 0 | 0 | 0 | 0 | 0 | 0 | 0 | 5 | 6 | 5 | 5
3013 | 126 | 5 | 6 | 13 | 0 | 0 | 0 | 0 | 1 | 0 | 0 | 1 | 0 | 0 | 0 | 0 | 0 | 0 | 0 | 5 | 6 | 5 | 5
3014 | 126 | 5 | 6 | 14 | 0 | 0 | 0 | 0 | 1 | 0 | 0 | 1 | 0 | 0 | 0 | 0 | 0 | 0 | 0 | 5 | 6 | 5 | 5
3015 | 126 | 5 | 6 | 15 | 0 | 0 | 0 | 0 | 1 | 0 | 0 | 1 | 0 | 0 | 0 | 0 | 0 | 0 | 0 | 5 | 6 | 5 | 5
3016 | 126 | 5 | 6 | 16 | 0 | 0 | 0 | 0 | 1 | 0 | 0 | 1 | 0 | 0 | 0 | 0 | 0 | 0 | 0 | 5 | 6 | 5 | 5
3017 | 126 | 5 | 6 | 17 | 0 | 0 | 0 | 0 | 1 | 0 | 0 | 1 | 0 | 0 | 0 | 0 | 0 | 0 | 0 | 5 | 6 | 5 | 5
3018 | 126 | 5 | 6 | 18 | 0 | 0 | 0 | 0 | 1 | 0 | 0 | 1 | 0 | 0 | 0 | 0 | 0 | 0 | 0 | 5 | 6 | 5 | 5
3019 | 126 | 5 | 6 | 19 | 0 | 0 | 0 | 0 | 1 | 0 | 0 | 1 | 0 | 0 | 0 | 0 | 0 | 0 | 0 | 5 | 6 | 5 | 5
3020 | 126 | 5 | 6 | 20 | 0 | 0 | 0 | 0 | 1 | 0 | 0 | 1 | 0 | 0 | 0 | 0 | 0 | 0 | 0 | 5 | 6 | 5 | 5
3021 | 126 | 5 | 6 | 21 | 0 | 0 | 0 | 0 | 1 | 0 | 0 | 1 | 0 | 0 | 0 | 0 | 0 | 0 | 0 | 5 | 6 | 5 | 5
3022 | 126 | 5 | 6 | 22 | 0 | 0 | 0 | 0 | 1 | 0 | 0 | 1 | 0 | 0 | 0 | 0 | 0 | 0 | 0 | 5 | 6 | 5 | 5
3023 | 126 | 5 | 6 | 23 | 0 | 0 | 0 | 0 | 1 | 0 | 0 | 1 | 0 | 0 | 0 | 0 | 0 | 0 | 0 | 5 | 6 | 5 | 5
3024 | 126 | 5 | 6 | 24 | 0 | 0 | 0 | 0 | 1 | 0 | 0 | 1 | 0 | 0 | 0 | 0 | 0 | 0 | 0 | 5 | 6 | 5 | 5
3025 | 127 | 5 | 7 | 1 | 0 | 0 | 0 | 0 | 1 | 0 | 0 | 1 | 0 | 0 | 0 | 0 | 0 | 0 | 0 | 5 | 7 | 5 | 6
3026 | 127 | 5 | 7 | 2 | 0 | 0 | 0 | 0 | 1 | 0 | 0 | 1 | 0 | 0 | 0 | 0 | 0 | 0 | 0 | 5 | 7 | 5 | 6
3027 | 127 | 5 | 7 | 3 | 0 | 0 | 0 | 0 | 1 | 0 | 0 | 1 | 0 | 0 | 0 | 0 | 0 | 0 | 0 | 5 | 7 | 5 | 6
3028 | 127 | 5 | 7 | 4 | 0 | 0 | 0 | 0 | 1 | 0 | 0 | 1 | 0 | 0 | 0 | 0 | 0 | 0 | 0 | 5 | 7 | 5 | 6
3029 | 127 | 5 | 7 | 5 | 0 | 0 | 0 | 0 | 1 | 0 | 0 | 1 | 0 | 0 | 0 | 0 | 0 | 0 | 0 | 5 | 7 | 5 | 6
3030 | 127 | 5 | 7 | 6 | 0 | 0 | 0 | 0 | 1 | 0 | 0 | 1 | 0 | 0 | 0 | 0 | 0 | 0 | 0 | 5 | 7 | 5 | 6
3031 | 127 | 5 | 7 | 7 | 0 | 0 | 0 | 0 | 1 | 0 | 0 | 1 | 0 | 0 | 0 | 0 | 0 | 0 | 0 | 5 | 7 | 5 | 6
3032 | 127 | 5 | 7 | 8 | 0 | 0 | 0 | 0 | 1 | 0 | 0 | 1 | 0 | 0 | 0 | 0 | 0 | 0 | 0 | 5 | 7 | 5 | 6
3033 | 127 | 5 | 7 | 9 | 0 | 0 | 0 | 0 | 1 | 0 | 0 | 1 | 0 | 0 | 0 | 0 | 0 | 0 | 0 | 5 | 7 | 5 | 6
3034 | 127 | 5 | 7 | 10 | 0 | 0 | 0 | 0 | 1 | 0 | 0 | 1 | 0 | 0 | 0 | 0 | 0 | 0 | 0 | 5 | 7 | 5 | 6
3035 | 127 | 5 | 7 | 11 | 0 | 0 | 0 | 0 | 1 | 0 | 0 | 1 | 0 | 0 | 0 | 0 | 0 | 0 | 0 | 5 | 7 | 5 | 6
3036 | 127 | 5 | 7 | 12 | 0 | 0 | 0 | 0 | 1 | 0 | 0 | 1 | 0 | 0 | 0 | 0 | 0 | 0 | 0 | 5 | 7 | 5 | 6
3037 | 127 | 5 | 7 | 13 | 0 | 0 | 0 | 0 | 1 | 0 | 0 | 1 | 0 | 0 | 0 | 0 | 0 | 0 | 0 | 5 | 7 | 5 | 6
3038 | 127 | 5 | 7 | 14 | 0 | 0 | 0 | 0 | 1 | 0 | 0 | 1 | 0 | 0 | 0 | 0 | 0 | 0 | 0 | 5 | 7 | 5 | 6
3039 | 127 | 5 | 7 | 15 | 0 | 0 | 0 | 0 | 1 | 0 | 0 | 1 | 0 | 0 | 0 | 0 | 0 | 0 | 0 | 5 | 7 | 5 | 6
3040 | 127 | 5 | 7 | 16 | 0 | 0 | 0 | 0 | 1 | 0 | 0 | 1 | 0 | 0 | 0 | 0 | 0 | 0 | 0 | 5 | 7 | 5 | 6
3041 | 127 | 5 | 7 | 17 | 0 | 0 | 0 | 0 | 1 | 0 | 0 | 1 | 0 | 0 | 0 | 0 | 0 | 0 | 0 | 5 | 7 | 5 | 6
3042 | 127 | 5 | 7 | 18 | 0 | 0 | 0 | 0 | 1 | 0 | 0 | 1 | 0 | 0 | 0 | 0 | 0 | 0 | 0 | 5 | 7 | 5 | 6
3043 | 127 | 5 | 7 | 19 | 0 | 0 | 0 | 0 | 1 | 0 | 0 | 1 | 0 | 0 | 0 | 0 | 0 | 0 | 0 | 5 | 7 | 5 | 6
3044 | 127 | 5 | 7 | 20 | 0 | 0 | 0 | 0 | 1 | 0 | 0 | 1 | 0 | 0 | 0 | 0 | 0 | 0 | 0 | 5 | 7 | 5 | 6
3045 | 127 | 5 | 7 | 21 | 0 | 0 | 0 | 0 | 1 | 0 | 0 | 1 | 0 | 0 | 0 | 0 | 0 | 0 | 0 | 5 | 7 | 5 | 6
3046 | 127 | 5 | 7 | 22 | 0 | 0 | 0 | 0 | 1 | 0 | 0 | 1 | 0 | 0 | 0 | 0 | 0 | 0 | 0 | 5 | 7 | 5 | 6
3047 | 127 | 5 | 7 | 23 | 0 | 0 | 0 | 0 | 1 | 0 | 0 | 1 | 0 | 0 | 0 | 0 | 0 | 0 | 0 | 5 | 7 | 5 | 6
3048 | 127 | 5 | 7 | 24 | 0 | 0 | 0 | 0 | 1 | 0 | 0 | 1 | 0 | 0 | 0 | 0 | 0 | 0 | 0 | 5 | 7 | 5 | 6
3049 | 128 | 5 | 8 | 1 | 1 | 0 | 0 | 0 | 1 | 0 | 0 | 1 | 0 | 0 | 0 | 0 | 0 | 0 | 0 | 5 | 8 | 5 | 7
3050 | 128 | 5 | 8 | 2 | 1 | 0 | 0 | 0 | 1 | 0 | 0 | 1 | 0 | 0 | 0 | 0 | 0 | 0 | 0 | 5 | 8 | 5 | 7
3051 | 128 | 5 | 8 | 3 | 1 | 0 | 0 | 0 | 1 | 0 | 0 | 1 | 0 | 0 | 0 | 0 | 0 | 0 | 0 | 5 | 8 | 5 | 7
3052 | 128 | 5 | 8 | 4 | 1 | 0 | 0 | 0 | 1 | 0 | 0 | 1 | 0 | 0 | 0 | 0 | 0 | 0 | 0 | 5 | 8 | 5 | 7
3053 | 128 | 5 | 8 | 5 | 1 | 0 | 0 | 0 | 1 | 0 | 0 | 1 | 0 | 0 | 0 | 0 | 0 | 0 | 0 | 5 | 8 | 5 | 7
3054 | 128 | 5 | 8 | 6 | 1 | 0 | 0 | 0 | 1 | 0 | 0 | 1 | 0 | 0 | 0 | 0 | 0 | 0 | 0 | 5 | 8 | 5 | 7
3055 | 128 | 5 | 8 | 7 | 1 | 0 | 0 | 0 | 1 | 0 | 0 | 1 | 0 | 0 | 0 | 0 | 0 | 0 | 0 | 5 | 8 | 5 | 7
3056 | 128 | 5 | 8 | 8 | 1 | 0 | 0 | 0 | 1 | 0 | 0 | 1 | 0 | 0 | 0 | 0 | 0 | 0 | 0 | 5 | 8 | 5 | 7
3057 | 128 | 5 | 8 | 9 | 1 | 0 | 0 | 0 | 1 | 0 | 0 | 1 | 0 | 0 | 0 | 0 | 0 | 0 | 0 | 5 | 8 | 5 | 7
3058 | 128 | 5 | 8 | 10 | 1 | 0 | 0 | 0 | 1 | 0 | 0 | 1 | 0 | 0 | 0 | 0 | 0 | 0 | 0 | 5 | 8 | 5 | 7
3059 | 128 | 5 | 8 | 11 | 1 | 0 | 0 | 0 | 1 | 0 | 0 | 1 | 0 | 0 | 0 | 0 | 0 | 0 | 0 | 5 | 8 | 5 | 7
3060 | 128 | 5 | 8 | 12 | 1 | 0 | 0 | 0 | 1 | 0 | 0 | 1 | 0 | 0 | 0 | 0 | 0 | 0 | 0 | 5 | 8 | 5 | 7
3061 | 128 | 5 | 8 | 13 | 1 | 0 | 0 | 0 | 1 | 0 | 0 | 1 | 0 | 0 | 0 | 0 | 0 | 0 | 0 | 5 | 8 | 5 | 7
3062 | 128 | 5 | 8 | 14 | 1 | 0 | 0 | 0 | 1 | 0 | 0 | 1 | 0 | 0 | 0 | 0 | 0 | 0 | 0 | 5 | 8 | 5 | 7
3063 | 128 | 5 | 8 | 15 | 1 | 0 | 0 | 0 | 1 | 0 | 0 | 1 | 0 | 0 | 0 | 0 | 0 | 0 | 0 | 5 | 8 | 5 | 7
3064 | 128 | 5 | 8 | 16 | 1 | 0 | 0 | 0 | 1 | 0 | 0 | 1 | 0 | 0 | 0 | 0 | 0 | 0 | 0 | 5 | 8 | 5 | 7
3065 | 128 | 5 | 8 | 17 | 1 | 0 | 0 | 0 | 1 | 0 | 0 | 1 | 0 | 0 | 0 | 0 | 0 | 0 | 0 | 5 | 8 | 5 | 7
3066 | 128 | 5 | 8 | 18 | 1 | 0 | 0 | 0 | 1 | 0 | 0 | 1 | 0 | 0 | 0 | 0 | 0 | 0 | 0 | 5 | 8 | 5 | 7
3067 | 128 | 5 | 8 | 19 | 1 | 0 | 0 | 0 | 1 | 0 | 0 | 1 | 0 | 0 | 0 | 0 | 0 | 0 | 0 | 5 | 8 | 5 | 7
3068 | 128 | 5 | 8 | 20 | 1 | 0 | 0 | 0 | 1 | 0 | 0 | 1 | 0 | 0 | 0 | 0 | 0 | 0 | 0 | 5 | 8 | 5 | 7
3069 | 128 | 5 | 8 | 21 | 1 | 0 | 0 | 0 | 1 | 0 | 0 | 1 | 0 | 0 | 0 | 0 | 0 | 0 | 0 | 5 | 8 | 5 | 7
3070 | 128 | 5 | 8 | 22 | 1 | 0 | 0 | 0 | 1 | 0 | 0 | 1 | 0 | 0 | 0 | 0 | 0 | 0 | 0 | 5 | 8 | 5 | 7
3071 | 128 | 5 | 8 | 23 | 1 | 0 | 0 | 0 | 1 | 0 | 0 | 1 | 0 | 0 | 0 | 0 | 0 | 0 | 0 | 5 | 8 | 5 | 7
3072 | 128 | 5 | 8 | 24 | 1 | 0 | 0 | 0 | 1 | 0 | 0 | 1 | 0 | 0 | 0 | 0 | 0 | 0 | 0 | 5 | 8 | 5 | 7
3073 | 129 | 5 | 9 | 1 | 1 | 0 | 0 | 0 | 1 | 0 | 0 | 1 | 0 | 0 | 0 | 0 | 0 | 0 | 0 | 5 | 9 | 5 | 8
3074 | 129 | 5 | 9 | 2 | 1 | 0 | 0 | 0 | 1 | 0 | 0 | 1 | 0 | 0 | 0 | 0 | 0 | 0 | 0 | 5 | 9 | 5 | 8
3075 | 129 | 5 | 9 | 3 | 1 | 0 | 0 | 0 | 1 | 0 | 0 | 1 | 0 | 0 | 0 | 0 | 0 | 0 | 0 | 5 | 9 | 5 | 8
3076 | 129 | 5 | 9 | 4 | 1 | 0 | 0 | 0 | 1 | 0 | 0 | 1 | 0 | 0 | 0 | 0 | 0 | 0 | 0 | 5 | 9 | 5 | 8
3077 | 129 | 5 | 9 | 5 | 1 | 0 | 0 | 0 | 1 | 0 | 0 | 1 | 0 | 0 | 0 | 0 | 0 | 0 | 0 | 5 | 9 | 5 | 8
3078 | 129 | 5 | 9 | 6 | 1 | 0 | 0 | 0 | 1 | 0 | 0 | 1 | 0 | 0 | 0 | 0 | 0 | 0 | 0 | 5 | 9 | 5 | 8
3079 | 129 | 5 | 9 | 7 | 1 | 0 | 0 | 0 | 1 | 0 | 0 | 1 | 0 | 0 | 0 | 0 | 0 | 0 | 0 | 5 | 9 | 5 | 8
3080 | 129 | 5 | 9 | 8 | 1 | 0 | 0 | 0 | 1 | 0 | 0 | 1 | 0 | 0 | 0 | 0 | 0 | 0 | 0 | 5 | 9 | 5 | 8
3081 | 129 | 5 | 9 | 9 | 1 | 0 | 0 | 0 | 1 | 0 | 0 | 1 | 0 | 0 | 0 | 0 | 0 | 0 | 0 | 5 | 9 | 5 | 8
3082 | 129 | 5 | 9 | 10 | 1 | 0 | 0 | 0 | 1 | 0 | 0 | 1 | 0 | 0 | 0 | 0 | 0 | 0 | 0 | 5 | 9 | 5 | 8
3083 | 129 | 5 | 9 | 11 | 1 | 0 | 0 | 0 | 1 | 0 | 0 | 1 | 0 | 0 | 0 | 0 | 0 | 0 | 0 | 5 | 9 | 5 | 8
3084 | 129 | 5 | 9 | 12 | 1 | 0 | 0 | 0 | 1 | 0 | 0 | 1 | 0 | 0 | 0 | 0 | 0 | 0 | 0 | 5 | 9 | 5 | 8
3085 | 129 | 5 | 9 | 13 | 1 | 0 | 0 | 0 | 1 | 0 | 0 | 1 | 0 | 0 | 0 | 0 | 0 | 0 | 0 | 5 | 9 | 5 | 8
3086 | 129 | 5 | 9 | 14 | 1 | 0 | 0 | 0 | 1 | 0 | 0 | 1 | 0 | 0 | 0 | 0 | 0 | 0 | 0 | 5 | 9 | 5 | 8
3087 | 129 | 5 | 9 | 15 | 1 | 0 | 0 | 0 | 1 | 0 | 0 | 1 | 0 | 0 | 0 | 0 | 0 | 0 | 0 | 5 | 9 | 5 | 8
3088 | 129 | 5 | 9 | 16 | 1 | 0 | 0 | 0 | 1 | 0 | 0 | 1 | 0 | 0 | 0 | 0 | 0 | 0 | 0 | 5 | 9 | 5 | 8
3089 | 129 | 5 | 9 | 17 | 1 | 0 | 0 | 0 | 1 | 0 | 0 | 1 | 0 | 0 | 0 | 0 | 0 | 0 | 0 | 5 | 9 | 5 | 8
3090 | 129 | 5 | 9 | 18 | 1 | 0 | 0 | 0 | 1 | 0 | 0 | 1 | 0 | 0 | 0 | 0 | 0 | 0 | 0 | 5 | 9 | 5 | 8
3091 | 129 | 5 | 9 | 19 | 1 | 0 | 0 | 0 | 1 | 0 | 0 | 1 | 0 | 0 | 0 | 0 | 0 | 0 | 0 | 5 | 9 | 5 | 8
3092 | 129 | 5 | 9 | 20 | 1 | 0 | 0 | 0 | 1 | 0 | 0 | 1 | 0 | 0 | 0 | 0 | 0 | 0 | 0 | 5 | 9 | 5 | 8
3093 | 129 | 5 | 9 | 21 | 1 | 0 | 0 | 0 | 1 | 0 | 0 | 1 | 0 | 0 | 0 | 0 | 0 | 0 | 0 | 5 | 9 | 5 | 8
3094 | 129 | 5 | 9 | 22 | 1 | 0 | 0 | 0 | 1 | 0 | 0 | 1 | 0 | 0 | 0 | 0 | 0 | 0 | 0 | 5 | 9 | 5 | 8
3095 | 129 | 5 | 9 | 23 | 1 | 0 | 0 | 0 | 1 | 0 | 0 | 1 | 0 | 0 | 0 | 0 | 0 | 0 | 0 | 5 | 9 | 5 | 8
3096 | 129 | 5 | 9 | 24 | 1 | 0 | 0 | 0 | 1 | 0 | 0 | 1 | 0 | 0 | 0 | 0 | 0 | 0 | 0 | 5 | 9 | 5 | 8
3097 | 130 | 5 | 10 | 1 | 1 | 0 | 0 | 0 | 1 | 0 | 0 | 1 | 0 | 0 | 0 | 0 | 0 | 0 | 0 | 5 | 10 | 5 | 9
3098 | 130 | 5 | 10 | 2 | 1 | 0 | 0 | 0 | 1 | 0 | 0 | 1 | 0 | 0 | 0 | 0 | 0 | 0 | 0 | 5 | 10 | 5 | 9
3099 | 130 | 5 | 10 | 3 | 1 | 0 | 0 | 0 | 1 | 0 | 0 | 1 | 0 | 0 | 0 | 0 | 0 | 0 | 0 | 5 | 10 | 5 | 9
3100 | 130 | 5 | 10 | 4 | 1 | 0 | 0 | 0 | 1 | 0 | 0 | 1 | 0 | 0 | 0 | 0 | 0 | 0 | 0 | 5 | 10 | 5 | 9
3101 | 130 | 5 | 10 | 5 | 1 | 0 | 0 | 0 | 1 | 0 | 0 | 1 | 0 | 0 | 0 | 0 | 0 | 0 | 0 | 5 | 10 | 5 | 9
3102 | 130 | 5 | 10 | 6 | 1 | 0 | 0 | 0 | 1 | 0 | 0 | 1 | 0 | 0 | 0 | 0 | 0 | 0 | 0 | 5 | 10 | 5 | 9
3103 | 130 | 5 | 10 | 7 | 1 | 0 | 0 | 0 | 1 | 0 | 0 | 1 | 0 | 0 | 0 | 0 | 0 | 0 | 0 | 5 | 10 | 5 | 9
3104 | 130 | 5 | 10 | 8 | 1 | 0 | 0 | 0 | 1 | 0 | 0 | 1 | 0 | 0 | 0 | 0 | 0 | 0 | 0 | 5 | 10 | 5 | 9
3105 | 130 | 5 | 10 | 9 | 1 | 0 | 0 | 0 | 1 | 0 | 0 | 1 | 0 | 0 | 0 | 0 | 0 | 0 | 0 | 5 | 10 | 5 | 9
3106 | 130 | 5 | 10 | 10 | 1 | 0 | 0 | 0 | 1 | 0 | 0 | 1 | 0 | 0 | 0 | 0 | 0 | 0 | 0 | 5 | 10 | 5 | 9
3107 | 130 | 5 | 10 | 11 | 1 | 0 | 0 | 0 | 1 | 0 | 0 | 1 | 0 | 0 | 0 | 0 | 0 | 0 | 0 | 5 | 10 | 5 | 9
3108 | 130 | 5 | 10 | 12 | 1 | 0 | 0 | 0 | 1 | 0 | 0 | 1 | 0 | 0 | 0 | 0 | 0 | 0 | 0 | 5 | 10 | 5 | 9
3109 | 130 | 5 | 10 | 13 | 1 | 0 | 0 | 0 | 1 | 0 | 0 | 1 | 0 | 0 | 0 | 0 | 0 | 0 | 0 | 5 | 10 | 5 | 9
3110 | 130 | 5 | 10 | 14 | 1 | 0 | 0 | 0 | 1 | 0 | 0 | 1 | 0 | 0 | 0 | 0 | 0 | 0 | 0 | 5 | 10 | 5 | 9
3111 | 130 | 5 | 10 | 15 | 1 | 0 | 0 | 0 | 1 | 0 | 0 | 1 | 0 | 0 | 0 | 0 | 0 | 0 | 0 | 5 | 10 | 5 | 9
3112 | 130 | 5 | 10 | 16 | 1 | 0 | 0 | 0 | 1 | 0 | 0 | 1 | 0 | 0 | 0 | 0 | 0 | 0 | 0 | 5 | 10 | 5 | 9
3113 | 130 | 5 | 10 | 17 | 1 | 0 | 0 | 0 | 1 | 0 | 0 | 1 | 0 | 0 | 0 | 0 | 0 | 0 | 0 | 5 | 10 | 5 | 9
3114 | 130 | 5 | 10 | 18 | 1 | 0 | 0 | 0 | 1 | 0 | 0 | 1 | 0 | 0 | 0 | 0 | 0 | 0 | 0 | 5 | 10 | 5 | 9
3115 | 130 | 5 | 10 | 19 | 1 | 0 | 0 | 0 | 1 | 0 | 0 | 1 | 0 | 0 | 0 | 0 | 0 | 0 | 0 | 5 | 10 | 5 | 9
3116 | 130 | 5 | 10 | 20 | 1 | 0 | 0 | 0 | 1 | 0 | 0 | 1 | 0 | 0 | 0 | 0 | 0 | 0 | 0 | 5 | 10 | 5 | 9
3117 | 130 | 5 | 10 | 21 | 1 | 0 | 0 | 0 | 1 | 0 | 0 | 1 | 0 | 0 | 0 | 0 | 0 | 0 | 0 | 5 | 10 | 5 | 9
3118 | 130 | 5 | 10 | 22 | 1 | 0 | 0 | 0 | 1 | 0 | 0 | 1 | 0 | 0 | 0 | 0 | 0 | 0 | 0 | 5 | 10 | 5 | 9
3119 | 130 | 5 | 10 | 23 | 1 | 0 | 0 | 0 | 1 | 0 | 0 | 1 | 0 | 0 | 0 | 0 | 0 | 0 | 0 | 5 | 10 | 5 | 9
3120 | 130 | 5 | 10 | 24 | 1 | 0 | 0 | 0 | 1 | 0 | 0 | 1 | 0 | 0 | 0 | 0 | 0 | 0 | 0 | 5 | 10 | 5 | 9
3121 | 131 | 5 | 11 | 1 | 1 | 0 | 0 | 0 | 1 | 0 | 0 | 1 | 0 | 0 | 0 | 0 | 0 | 0 | 0 | 5 | 11 | 5 | 10
3122 | 131 | 5 | 11 | 2 | 1 | 0 | 0 | 0 | 1 | 0 | 0 | 1 | 0 | 0 | 0 | 0 | 0 | 0 | 0 | 5 | 11 | 5 | 10
3123 | 131 | 5 | 11 | 3 | 1 | 0 | 0 | 0 | 1 | 0 | 0 | 1 | 0 | 0 | 0 | 0 | 0 | 0 | 0 | 5 | 11 | 5 | 10
3124 | 131 | 5 | 11 | 4 | 1 | 0 | 0 | 0 | 1 | 0 | 0 | 1 | 0 | 0 | 0 | 0 | 0 | 0 | 0 | 5 | 11 | 5 | 10
3125 | 131 | 5 | 11 | 5 | 1 | 0 | 0 | 0 | 1 | 0 | 0 | 1 | 0 | 0 | 0 | 0 | 0 | 0 | 0 | 5 | 11 | 5 | 10
3126 | 131 | 5 | 11 | 6 | 1 | 0 | 0 | 0 | 1 | 0 | 0 | 1 | 0 | 0 | 0 | 0 | 0 | 0 | 0 | 5 | 11 | 5 | 10
3127 | 131 | 5 | 11 | 7 | 1 | 0 | 0 | 0 | 1 | 0 | 0 | 1 | 0 | 0 | 0 | 0 | 0 | 0 | 0 | 5 | 11 | 5 | 10
3128 | 131 | 5 | 11 | 8 | 1 | 0 | 0 | 0 | 1 | 0 | 0 | 1 | 0 | 0 | 0 | 0 | 0 | 0 | 0 | 5 | 11 | 5 | 10
3129 | 131 | 5 | 11 | 9 | 1 | 0 | 0 | 0 | 1 | 0 | 0 | 1 | 0 | 0 | 0 | 0 | 0 | 0 | 0 | 5 | 11 | 5 | 10
3130 | 131 | 5 | 11 | 10 | 1 | 0 | 0 | 0 | 1 | 0 | 0 | 1 | 0 | 0 | 0 | 0 | 0 | 0 | 0 | 5 | 11 | 5 | 10
3131 | 131 | 5 | 11 | 11 | 1 | 0 | 0 | 0 | 1 | 0 | 0 | 1 | 0 | 0 | 0 | 0 | 0 | 0 | 0 | 5 | 11 | 5 | 10
3132 | 131 | 5 | 11 | 12 | 1 | 0 | 0 | 0 | 1 | 0 | 0 | 1 | 0 | 0 | 0 | 0 | 0 | 0 | 0 | 5 | 11 | 5 | 10
3133 | 131 | 5 | 11 | 13 | 1 | 0 | 0 | 0 | 1 | 0 | 0 | 1 | 0 | 0 | 0 | 0 | 0 | 0 | 0 | 5 | 11 | 5 | 10
3134 | 131 | 5 | 11 | 14 | 1 | 0 | 0 | 0 | 1 | 0 | 0 | 1 | 0 | 0 | 0 | 0 | 0 | 0 | 0 | 5 | 11 | 5 | 10
3135 | 131 | 5 | 11 | 15 | 1 | 0 | 0 | 0 | 1 | 0 | 0 | 1 | 0 | 0 | 0 | 0 | 0 | 0 | 0 | 5 | 11 | 5 | 10
3136 | 131 | 5 | 11 | 16 | 1 | 0 | 0 | 0 | 1 | 0 | 0 | 1 | 0 | 0 | 0 | 0 | 0 | 0 | 0 | 5 | 11 | 5 | 10
3137 | 131 | 5 | 11 | 17 | 1 | 0 | 0 | 0 | 1 | 0 | 0 | 1 | 0 | 0 | 0 | 0 | 0 | 0 | 0 | 5 | 11 | 5 | 10
3138 | 131 | 5 | 11 | 18 | 1 | 0 | 0 | 0 | 1 | 0 | 0 | 1 | 0 | 0 | 0 | 0 | 0 | 0 | 0 | 5 | 11 | 5 | 10
3139 | 131 | 5 | 11 | 19 | 1 | 0 | 0 | 0 | 1 | 0 | 0 | 1 | 0 | 0 | 0 | 0 | 0 | 0 | 0 | 5 | 11 | 5 | 10
3140 | 131 | 5 | 11 | 20 | 1 | 0 | 0 | 0 | 1 | 0 | 0 | 1 | 0 | 0 | 0 | 0 | 0 | 0 | 0 | 5 | 11 | 5 | 10
3141 | 131 | 5 | 11 | 21 | 1 | 0 | 0 | 0 | 1 | 0 | 0 | 1 | 0 | 0 | 0 | 0 | 0 | 0 | 0 | 5 | 11 | 5 | 10
3142 | 131 | 5 | 11 | 22 | 1 | 0 | 0 | 0 | 1 | 0 | 0 | 1 | 0 | 0 | 0 | 0 | 0 | 0 | 0 | 5 | 11 | 5 | 10
3143 | 131 | 5 | 11 | 23 | 1 | 0 | 0 | 0 | 1 | 0 | 0 | 1 | 0 | 0 | 0 | 0 | 0 | 0 | 0 | 5 | 11 | 5 | 10
3144 | 131 | 5 | 11 | 24 | 1 | 0 | 0 | 0 | 1 | 0 | 0 | 1 | 0 | 0 | 0 | 0 | 0 | 0 | 0 | 5 | 11 | 5 | 10
3145 | 132 | 5 | 12 | 1 | 1 | 0 | 0 | 0 | 1 | 0 | 0 | 1 | 0 | 0 | 0 | 0 | 0 | 0 | 0 | 5 | 12 | 5 | 11
3146 | 132 | 5 | 12 | 2 | 1 | 0 | 0 | 0 | 1 | 0 | 0 | 1 | 0 | 0 | 0 | 0 | 0 | 0 | 0 | 5 | 12 | 5 | 11
3147 | 132 | 5 | 12 | 3 | 1 | 0 | 0 | 0 | 1 | 0 | 0 | 1 | 0 | 0 | 0 | 0 | 0 | 0 | 0 | 5 | 12 | 5 | 11
3148 | 132 | 5 | 12 | 4 | 1 | 0 | 0 | 0 | 1 | 0 | 0 | 1 | 0 | 0 | 0 | 0 | 0 | 0 | 0 | 5 | 12 | 5 | 11
3149 | 132 | 5 | 12 | 5 | 1 | 0 | 0 | 0 | 1 | 0 | 0 | 1 | 0 | 0 | 0 | 0 | 0 | 0 | 0 | 5 | 12 | 5 | 11
3150 | 132 | 5 | 12 | 6 | 1 | 0 | 0 | 0 | 1 | 0 | 0 | 1 | 0 | 0 | 0 | 0 | 0 | 0 | 0 | 5 | 12 | 5 | 11
3151 | 132 | 5 | 12 | 7 | 1 | 0 | 0 | 0 | 1 | 0 | 0 | 1 | 0 | 0 | 0 | 0 | 0 | 0 | 0 | 5 | 12 | 5 | 11
3152 | 132 | 5 | 12 | 8 | 1 | 0 | 0 | 0 | 1 | 0 | 0 | 1 | 0 | 0 | 0 | 0 | 0 | 0 | 0 | 5 | 12 | 5 | 11
3153 | 132 | 5 | 12 | 9 | 1 | 0 | 0 | 0 | 1 | 0 | 0 | 1 | 0 | 0 | 0 | 0 | 0 | 0 | 0 | 5 | 12 | 5 | 11
3154 | 132 | 5 | 12 | 10 | 1 | 0 | 0 | 0 | 1 | 0 | 0 | 1 | 0 | 0 | 0 | 0 | 0 | 0 | 0 | 5 | 12 | 5 | 11
3155 | 132 | 5 | 12 | 11 | 1 | 0 | 0 | 0 | 1 | 0 | 0 | 1 | 0 | 0 | 0 | 0 | 0 | 0 | 0 | 5 | 12 | 5 | 11
3156 | 132 | 5 | 12 | 12 | 1 | 0 | 0 | 0 | 1 | 0 | 0 | 1 | 0 | 0 | 0 | 0 | 0 | 0 | 0 | 5 | 12 | 5 | 11
3157 | 132 | 5 | 12 | 13 | 1 | 0 | 0 | 0 | 1 | 0 | 0 | 1 | 0 | 0 | 0 | 0 | 0 | 0 | 0 | 5 | 12 | 5 | 11
3158 | 132 | 5 | 12 | 14 | 1 | 0 | 0 | 0 | 1 | 0 | 0 | 1 | 0 | 0 | 0 | 0 | 0 | 0 | 0 | 5 | 12 | 5 | 11
3159 | 132 | 5 | 12 | 15 | 1 | 0 | 0 | 0 | 1 | 0 | 0 | 1 | 0 | 0 | 0 | 0 | 0 | 0 | 0 | 5 | 12 | 5 | 11
3160 | 132 | 5 | 12 | 16 | 1 | 0 | 0 | 0 | 1 | 0 | 0 | 1 | 0 | 0 | 0 | 0 | 0 | 0 | 0 | 5 | 12 | 5 | 11
3161 | 132 | 5 | 12 | 17 | 1 | 0 | 0 | 0 | 1 | 0 | 0 | 1 | 0 | 0 | 0 | 0 | 0 | 0 | 0 | 5 | 12 | 5 | 11
3162 | 132 | 5 | 12 | 18 | 1 | 0 | 0 | 0 | 1 | 0 | 0 | 1 | 0 | 0 | 0 | 0 | 0 | 0 | 0 | 5 | 12 | 5 | 11
3163 | 132 | 5 | 12 | 19 | 1 | 0 | 0 | 0 | 1 | 0 | 0 | 1 | 0 | 0 | 0 | 0 | 0 | 0 | 0 | 5 | 12 | 5 | 11
3164 | 132 | 5 | 12 | 20 | 1 | 0 | 0 | 0 | 1 | 0 | 0 | 1 | 0 | 0 | 0 | 0 | 0 | 0 | 0 | 5 | 12 | 5 | 11
3165 | 132 | 5 | 12 | 21 | 1 | 0 | 0 | 0 | 1 | 0 | 0 | 1 | 0 | 0 | 0 | 0 | 0 | 0 | 0 | 5 | 12 | 5 | 11
3166 | 132 | 5 | 12 | 22 | 1 | 0 | 0 | 0 | 1 | 0 | 0 | 1 | 0 | 0 | 0 | 0 | 0 | 0 | 0 | 5 | 12 | 5 | 11
3167 | 132 | 5 | 12 | 23 | 1 | 0 | 0 | 0 | 1 | 0 | 0 | 1 | 0 | 0 | 0 | 0 | 0 | 0 | 0 | 5 | 12 | 5 | 11
3168 | 132 | 5 | 12 | 24 | 1 | 0 | 0 | 0 | 1 | 0 | 0 | 1 | 0 | 0 | 0 | 0 | 0 | 0 | 0 | 5 | 12 | 5 | 11
3169 | 133 | 5 | 13 | 1 | 0 | 0 | 0 | 0 | 1 | 0 | 0 | 1 | 0 | 0 | 0 | 0 | 0 | 0 | 0 | 5 | 13 | 5 | 12
3170 | 133 | 5 | 13 | 2 | 0 | 0 | 0 | 0 | 1 | 0 | 0 | 1 | 0 | 0 | 0 | 0 | 0 | 0 | 0 | 5 | 13 | 5 | 12
3171 | 133 | 5 | 13 | 3 | 0 | 0 | 0 | 0 | 1 | 0 | 0 | 1 | 0 | 0 | 0 | 0 | 0 | 0 | 0 | 5 | 13 | 5 | 12
3172 | 133 | 5 | 13 | 4 | 0 | 0 | 0 | 0 | 1 | 0 | 0 | 1 | 0 | 0 | 0 | 0 | 0 | 0 | 0 | 5 | 13 | 5 | 12
3173 | 133 | 5 | 13 | 5 | 0 | 0 | 0 | 0 | 1 | 0 | 0 | 1 | 0 | 0 | 0 | 0 | 0 | 0 | 0 | 5 | 13 | 5 | 12
3174 | 133 | 5 | 13 | 6 | 0 | 0 | 0 | 0 | 1 | 0 | 0 | 1 | 0 | 0 | 0 | 0 | 0 | 0 | 0 | 5 | 13 | 5 | 12
3175 | 133 | 5 | 13 | 7 | 0 | 0 | 0 | 0 | 1 | 0 | 0 | 1 | 0 | 0 | 0 | 0 | 0 | 0 | 0 | 5 | 13 | 5 | 12
3176 | 133 | 5 | 13 | 8 | 0 | 0 | 0 | 0 | 1 | 0 | 0 | 1 | 0 | 0 | 0 | 0 | 0 | 0 | 0 | 5 | 13 | 5 | 12
3177 | 133 | 5 | 13 | 9 | 0 | 0 | 0 | 0 | 1 | 0 | 0 | 1 | 0 | 0 | 0 | 0 | 0 | 0 | 0 | 5 | 13 | 5 | 12
3178 | 133 | 5 | 13 | 10 | 0 | 0 | 0 | 0 | 1 | 0 | 0 | 1 | 0 | 0 | 0 | 0 | 0 | 0 | 0 | 5 | 13 | 5 | 12
3179 | 133 | 5 | 13 | 11 | 0 | 0 | 0 | 0 | 1 | 0 | 0 | 1 | 0 | 0 | 0 | 0 | 0 | 0 | 0 | 5 | 13 | 5 | 12
3180 | 133 | 5 | 13 | 12 | 0 | 0 | 0 | 0 | 1 | 0 | 0 | 1 | 0 | 0 | 0 | 0 | 0 | 0 | 0 | 5 | 13 | 5 | 12
3181 | 133 | 5 | 13 | 13 | 0 | 0 | 0 | 0 | 1 | 0 | 0 | 1 | 0 | 0 | 0 | 0 | 0 | 0 | 0 | 5 | 13 | 5 | 12
3182 | 133 | 5 | 13 | 14 | 0 | 0 | 0 | 0 | 1 | 0 | 0 | 1 | 0 | 0 | 0 | 0 | 0 | 0 | 0 | 5 | 13 | 5 | 12
3183 | 133 | 5 | 13 | 15 | 0 | 0 | 0 | 0 | 1 | 0 | 0 | 1 | 0 | 0 | 0 | 0 | 0 | 0 | 0 | 5 | 13 | 5 | 12
3184 | 133 | 5 | 13 | 16 | 0 | 0 | 0 | 0 | 1 | 0 | 0 | 1 | 0 | 0 | 0 | 0 | 0 | 0 | 0 | 5 | 13 | 5 | 12
3185 | 133 | 5 | 13 | 17 | 0 | 0 | 0 | 0 | 1 | 0 | 0 | 1 | 0 | 0 | 0 | 0 | 0 | 0 | 0 | 5 | 13 | 5 | 12
3186 | 133 | 5 | 13 | 18 | 0 | 0 | 0 | 0 | 1 | 0 | 0 | 1 | 0 | 0 | 0 | 0 | 0 | 0 | 0 | 5 | 13 | 5 | 12
3187 | 133 | 5 | 13 | 19 | 0 | 0 | 0 | 0 | 1 | 0 | 0 | 1 | 0 | 0 | 0 | 0 | 0 | 0 | 0 | 5 | 13 | 5 | 12
3188 | 133 | 5 | 13 | 20 | 0 | 0 | 0 | 0 | 1 | 0 | 0 | 1 | 0 | 0 | 0 | 0 | 0 | 0 | 0 | 5 | 13 | 5 | 12
3189 | 133 | 5 | 13 | 21 | 0 | 0 | 0 | 0 | 1 | 0 | 0 | 1 | 0 | 0 | 0 | 0 | 0 | 0 | 0 | 5 | 13 | 5 | 12
3190 | 133 | 5 | 13 | 22 | 0 | 0 | 0 | 0 | 1 | 0 | 0 | 1 | 0 | 0 | 0 | 0 | 0 | 0 | 0 | 5 | 13 | 5 | 12
3191 | 133 | 5 | 13 | 23 | 0 | 0 | 0 | 0 | 1 | 0 | 0 | 1 | 0 | 0 | 0 | 0 | 0 | 0 | 0 | 5 | 13 | 5 | 12
3192 | 133 | 5 | 13 | 24 | 0 | 0 | 0 | 0 | 1 | 0 | 0 | 1 | 0 | 0 | 0 | 0 | 0 | 0 | 0 | 5 | 13 | 5 | 12
3193 | 134 | 5 | 14 | 1 | 0 | 0 | 0 | 0 | 1 | 0 | 0 | 1 | 0 | 0 | 0 | 0 | 0 | 0 | 0 | 5 | 14 | 5 | 13
3194 | 134 | 5 | 14 | 2 | 0 | 0 | 0 | 0 | 1 | 0 | 0 | 1 | 0 | 0 | 0 | 0 | 0 | 0 | 0 | 5 | 14 | 5 | 13
3195 | 134 | 5 | 14 | 3 | 0 | 0 | 0 | 0 | 1 | 0 | 0 | 1 | 0 | 0 | 0 | 0 | 0 | 0 | 0 | 5 | 14 | 5 | 13
3196 | 134 | 5 | 14 | 4 | 0 | 0 | 0 | 0 | 1 | 0 | 0 | 1 | 0 | 0 | 0 | 0 | 0 | 0 | 0 | 5 | 14 | 5 | 13
3197 | 134 | 5 | 14 | 5 | 0 | 0 | 0 | 0 | 1 | 0 | 0 | 1 | 0 | 0 | 0 | 0 | 0 | 0 | 0 | 5 | 14 | 5 | 13
3198 | 134 | 5 | 14 | 6 | 0 | 0 | 0 | 0 | 1 | 0 | 0 | 1 | 0 | 0 | 0 | 0 | 0 | 0 | 0 | 5 | 14 | 5 | 13
3199 | 134 | 5 | 14 | 7 | 0 | 0 | 0 | 0 | 1 | 0 | 0 | 1 | 0 | 0 | 0 | 0 | 0 | 0 | 0 | 5 | 14 | 5 | 13
3200 | 134 | 5 | 14 | 8 | 0 | 0 | 0 | 0 | 1 | 0 | 0 | 1 | 0 | 0 | 0 | 0 | 0 | 0 | 0 | 5 | 14 | 5 | 13
3201 | 134 | 5 | 14 | 9 | 0 | 0 | 0 | 0 | 1 | 0 | 0 | 1 | 0 | 0 | 0 | 0 | 0 | 0 | 0 | 5 | 14 | 5 | 13
3202 | 134 | 5 | 14 | 10 | 0 | 0 | 0 | 0 | 1 | 0 | 0 | 1 | 0 | 0 | 0 | 0 | 0 | 0 | 0 | 5 | 14 | 5 | 13
3203 | 134 | 5 | 14 | 11 | 0 | 0 | 0 | 0 | 1 | 0 | 0 | 1 | 0 | 0 | 0 | 0 | 0 | 0 | 0 | 5 | 14 | 5 | 13
3204 | 134 | 5 | 14 | 12 | 0 | 0 | 0 | 0 | 1 | 0 | 0 | 1 | 0 | 0 | 0 | 0 | 0 | 0 | 0 | 5 | 14 | 5 | 13
3205 | 134 | 5 | 14 | 13 | 0 | 0 | 0 | 0 | 1 | 0 | 0 | 1 | 0 | 0 | 0 | 0 | 0 | 0 | 0 | 5 | 14 | 5 | 13
3206 | 134 | 5 | 14 | 14 | 0 | 0 | 0 | 0 | 1 | 0 | 0 | 1 | 0 | 0 | 0 | 0 | 0 | 0 | 0 | 5 | 14 | 5 | 13
3207 | 134 | 5 | 14 | 15 | 0 | 0 | 0 | 0 | 1 | 0 | 0 | 1 | 0 | 0 | 0 | 0 | 0 | 0 | 0 | 5 | 14 | 5 | 13
3208 | 134 | 5 | 14 | 16 | 0 | 0 | 0 | 0 | 1 | 0 | 0 | 1 | 0 | 0 | 0 | 0 | 0 | 0 | 0 | 5 | 14 | 5 | 13
3209 | 134 | 5 | 14 | 17 | 0 | 0 | 0 | 0 | 1 | 0 | 0 | 1 | 0 | 0 | 0 | 0 | 0 | 0 | 0 | 5 | 14 | 5 | 13
3210 | 134 | 5 | 14 | 18 | 0 | 0 | 0 | 0 | 1 | 0 | 0 | 1 | 0 | 0 | 0 | 0 | 0 | 0 | 0 | 5 | 14 | 5 | 13
3211 | 134 | 5 | 14 | 19 | 0 | 0 | 0 | 0 | 1 | 0 | 0 | 1 | 0 | 0 | 0 | 0 | 0 | 0 | 0 | 5 | 14 | 5 | 13
3212 | 134 | 5 | 14 | 20 | 0 | 0 | 0 | 0 | 1 | 0 | 0 | 1 | 0 | 0 | 0 | 0 | 0 | 0 | 0 | 5 | 14 | 5 | 13
3213 | 134 | 5 | 14 | 21 | 0 | 0 | 0 | 0 | 1 | 0 | 0 | 1 | 0 | 0 | 0 | 0 | 0 | 0 | 0 | 5 | 14 | 5 | 13
3214 | 134 | 5 | 14 | 22 | 0 | 0 | 0 | 0 | 1 | 0 | 0 | 1 | 0 | 0 | 0 | 0 | 0 | 0 | 0 | 5 | 14 | 5 | 13
3215 | 134 | 5 | 14 | 23 | 0 | 0 | 0 | 0 | 1 | 0 | 0 | 1 | 0 | 0 | 0 | 0 | 0 | 0 | 0 | 5 | 14 | 5 | 13
3216 | 134 | 5 | 14 | 24 | 0 | 0 | 0 | 0 | 1 | 0 | 0 | 1 | 0 | 0 | 0 | 0 | 0 | 0 | 0 | 5 | 14 | 5 | 13
3217 | 135 | 5 | 15 | 1 | 1 | 0 | 0 | 0 | 1 | 0 | 0 | 1 | 0 | 0 | 0 | 0 | 0 | 0 | 0 | 5 | 15 | 5 | 14
3218 | 135 | 5 | 15 | 2 | 1 | 0 | 0 | 0 | 1 | 0 | 0 | 1 | 0 | 0 | 0 | 0 | 0 | 0 | 0 | 5 | 15 | 5 | 14
3219 | 135 | 5 | 15 | 3 | 1 | 0 | 0 | 0 | 1 | 0 | 0 | 1 | 0 | 0 | 0 | 0 | 0 | 0 | 0 | 5 | 15 | 5 | 14
3220 | 135 | 5 | 15 | 4 | 1 | 0 | 0 | 0 | 1 | 0 | 0 | 1 | 0 | 0 | 0 | 0 | 0 | 0 | 0 | 5 | 15 | 5 | 14
3221 | 135 | 5 | 15 | 5 | 1 | 0 | 0 | 0 | 1 | 0 | 0 | 1 | 0 | 0 | 0 | 0 | 0 | 0 | 0 | 5 | 15 | 5 | 14
3222 | 135 | 5 | 15 | 6 | 1 | 0 | 0 | 0 | 1 | 0 | 0 | 1 | 0 | 0 | 0 | 0 | 0 | 0 | 0 | 5 | 15 | 5 | 14
3223 | 135 | 5 | 15 | 7 | 1 | 0 | 0 | 0 | 1 | 0 | 0 | 1 | 0 | 0 | 0 | 0 | 0 | 0 | 0 | 5 | 15 | 5 | 14
3224 | 135 | 5 | 15 | 8 | 1 | 0 | 0 | 0 | 1 | 0 | 0 | 1 | 0 | 0 | 0 | 0 | 0 | 0 | 0 | 5 | 15 | 5 | 14
3225 | 135 | 5 | 15 | 9 | 1 | 0 | 0 | 0 | 1 | 0 | 0 | 1 | 0 | 0 | 0 | 0 | 0 | 0 | 0 | 5 | 15 | 5 | 14
3226 | 135 | 5 | 15 | 10 | 1 | 0 | 0 | 0 | 1 | 0 | 0 | 1 | 0 | 0 | 0 | 0 | 0 | 0 | 0 | 5 | 15 | 5 | 14
3227 | 135 | 5 | 15 | 11 | 1 | 0 | 0 | 0 | 1 | 0 | 0 | 1 | 0 | 0 | 0 | 0 | 0 | 0 | 0 | 5 | 15 | 5 | 14
3228 | 135 | 5 | 15 | 12 | 1 | 0 | 0 | 0 | 1 | 0 | 0 | 1 | 0 | 0 | 0 | 0 | 0 | 0 | 0 | 5 | 15 | 5 | 14
3229 | 135 | 5 | 15 | 13 | 1 | 0 | 0 | 0 | 1 | 0 | 0 | 1 | 0 | 0 | 0 | 0 | 0 | 0 | 0 | 5 | 15 | 5 | 14
3230 | 135 | 5 | 15 | 14 | 1 | 0 | 0 | 0 | 1 | 0 | 0 | 1 | 0 | 0 | 0 | 0 | 0 | 0 | 0 | 5 | 15 | 5 | 14
3231 | 135 | 5 | 15 | 15 | 1 | 0 | 0 | 0 | 1 | 0 | 0 | 1 | 0 | 0 | 0 | 0 | 0 | 0 | 0 | 5 | 15 | 5 | 14
3232 | 135 | 5 | 15 | 16 | 1 | 0 | 0 | 0 | 1 | 0 | 0 | 1 | 0 | 0 | 0 | 0 | 0 | 0 | 0 | 5 | 15 | 5 | 14
3233 | 135 | 5 | 15 | 17 | 1 | 0 | 0 | 0 | 1 | 0 | 0 | 1 | 0 | 0 | 0 | 0 | 0 | 0 | 0 | 5 | 15 | 5 | 14
3234 | 135 | 5 | 15 | 18 | 1 | 0 | 0 | 0 | 1 | 0 | 0 | 1 | 0 | 0 | 0 | 0 | 0 | 0 | 0 | 5 | 15 | 5 | 14
3235 | 135 | 5 | 15 | 19 | 1 | 0 | 0 | 0 | 1 | 0 | 0 | 1 | 0 | 0 | 0 | 0 | 0 | 0 | 0 | 5 | 15 | 5 | 14
3236 | 135 | 5 | 15 | 20 | 1 | 0 | 0 | 0 | 1 | 0 | 0 | 1 | 0 | 0 | 0 | 0 | 0 | 0 | 0 | 5 | 15 | 5 | 14
3237 | 135 | 5 | 15 | 21 | 1 | 0 | 0 | 0 | 1 | 0 | 0 | 1 | 0 | 0 | 0 | 0 | 0 | 0 | 0 | 5 | 15 | 5 | 14
3238 | 135 | 5 | 15 | 22 | 1 | 0 | 0 | 0 | 1 | 0 | 0 | 1 | 0 | 0 | 0 | 0 | 0 | 0 | 0 | 5 | 15 | 5 | 14
3239 | 135 | 5 | 15 | 23 | 1 | 0 | 0 | 0 | 1 | 0 | 0 | 1 | 0 | 0 | 0 | 0 | 0 | 0 | 0 | 5 | 15 | 5 | 14
3240 | 135 | 5 | 15 | 24 | 1 | 0 | 0 | 0 | 1 | 0 | 0 | 1 | 0 | 0 | 0 | 0 | 0 | 0 | 0 | 5 | 15 | 5 | 14
3241 | 136 | 5 | 16 | 1 | 1 | 0 | 0 | 0 | 1 | 0 | 0 | 1 | 0 | 0 | 0 | 0 | 0 | 0 | 0 | 5 | 16 | 5 | 15
3242 | 136 | 5 | 16 | 2 | 1 | 0 | 0 | 0 | 1 | 0 | 0 | 1 | 0 | 0 | 0 | 0 | 0 | 0 | 0 | 5 | 16 | 5 | 15
3243 | 136 | 5 | 16 | 3 | 1 | 0 | 0 | 0 | 1 | 0 | 0 | 1 | 0 | 0 | 0 | 0 | 0 | 0 | 0 | 5 | 16 | 5 | 15
3244 | 136 | 5 | 16 | 4 | 1 | 0 | 0 | 0 | 1 | 0 | 0 | 1 | 0 | 0 | 0 | 0 | 0 | 0 | 0 | 5 | 16 | 5 | 15
3245 | 136 | 5 | 16 | 5 | 1 | 0 | 0 | 0 | 1 | 0 | 0 | 1 | 0 | 0 | 0 | 0 | 0 | 0 | 0 | 5 | 16 | 5 | 15
3246 | 136 | 5 | 16 | 6 | 1 | 0 | 0 | 0 | 1 | 0 | 0 | 1 | 0 | 0 | 0 | 0 | 0 | 0 | 0 | 5 | 16 | 5 | 15
3247 | 136 | 5 | 16 | 7 | 1 | 0 | 0 | 0 | 1 | 0 | 0 | 1 | 0 | 0 | 0 | 0 | 0 | 0 | 0 | 5 | 16 | 5 | 15
3248 | 136 | 5 | 16 | 8 | 1 | 0 | 0 | 0 | 1 | 0 | 0 | 1 | 0 | 0 | 0 | 0 | 0 | 0 | 0 | 5 | 16 | 5 | 15
3249 | 136 | 5 | 16 | 9 | 1 | 0 | 0 | 0 | 1 | 0 | 0 | 1 | 0 | 0 | 0 | 0 | 0 | 0 | 0 | 5 | 16 | 5 | 15
3250 | 136 | 5 | 16 | 10 | 1 | 0 | 0 | 0 | 1 | 0 | 0 | 1 | 0 | 0 | 0 | 0 | 0 | 0 | 0 | 5 | 16 | 5 | 15
3251 | 136 | 5 | 16 | 11 | 1 | 0 | 0 | 0 | 1 | 0 | 0 | 1 | 0 | 0 | 0 | 0 | 0 | 0 | 0 | 5 | 16 | 5 | 15
3252 | 136 | 5 | 16 | 12 | 1 | 0 | 0 | 0 | 1 | 0 | 0 | 1 | 0 | 0 | 0 | 0 | 0 | 0 | 0 | 5 | 16 | 5 | 15
3253 | 136 | 5 | 16 | 13 | 1 | 0 | 0 | 0 | 1 | 0 | 0 | 1 | 0 | 0 | 0 | 0 | 0 | 0 | 0 | 5 | 16 | 5 | 15
3254 | 136 | 5 | 16 | 14 | 1 | 0 | 0 | 0 | 1 | 0 | 0 | 1 | 0 | 0 | 0 | 0 | 0 | 0 | 0 | 5 | 16 | 5 | 15
3255 | 136 | 5 | 16 | 15 | 1 | 0 | 0 | 0 | 1 | 0 | 0 | 1 | 0 | 0 | 0 | 0 | 0 | 0 | 0 | 5 | 16 | 5 | 15
3256 | 136 | 5 | 16 | 16 | 1 | 0 | 0 | 0 | 1 | 0 | 0 | 1 | 0 | 0 | 0 | 0 | 0 | 0 | 0 | 5 | 16 | 5 | 15
3257 | 136 | 5 | 16 | 17 | 1 | 0 | 0 | 0 | 1 | 0 | 0 | 1 | 0 | 0 | 0 | 0 | 0 | 0 | 0 | 5 | 16 | 5 | 15
3258 | 136 | 5 | 16 | 18 | 1 | 0 | 0 | 0 | 1 | 0 | 0 | 1 | 0 | 0 | 0 | 0 | 0 | 0 | 0 | 5 | 16 | 5 | 15
3259 | 136 | 5 | 16 | 19 | 1 | 0 | 0 | 0 | 1 | 0 | 0 | 1 | 0 | 0 | 0 | 0 | 0 | 0 | 0 | 5 | 16 | 5 | 15
3260 | 136 | 5 | 16 | 20 | 1 | 0 | 0 | 0 | 1 | 0 | 0 | 1 | 0 | 0 | 0 | 0 | 0 | 0 | 0 | 5 | 16 | 5 | 15
3261 | 136 | 5 | 16 | 21 | 1 | 0 | 0 | 0 | 1 | 0 | 0 | 1 | 0 | 0 | 0 | 0 | 0 | 0 | 0 | 5 | 16 | 5 | 15
3262 | 136 | 5 | 16 | 22 | 1 | 0 | 0 | 0 | 1 | 0 | 0 | 1 | 0 | 0 | 0 | 0 | 0 | 0 | 0 | 5 | 16 | 5 | 15
3263 | 136 | 5 | 16 | 23 | 1 | 0 | 0 | 0 | 1 | 0 | 0 | 1 | 0 | 0 | 0 | 0 | 0 | 0 | 0 | 5 | 16 | 5 | 15
3264 | 136 | 5 | 16 | 24 | 1 | 0 | 0 | 0 | 1 | 0 | 0 | 1 | 0 | 0 | 0 | 0 | 0 | 0 | 0 | 5 | 16 | 5 | 15
3265 | 137 | 5 | 17 | 1 | 1 | 0 | 0 | 0 | 1 | 0 | 0 | 1 | 0 | 0 | 0 | 0 | 0 | 0 | 0 | 5 | 17 | 5 | 16
3266 | 137 | 5 | 17 | 2 | 1 | 0 | 0 | 0 | 1 | 0 | 0 | 1 | 0 | 0 | 0 | 0 | 0 | 0 | 0 | 5 | 17 | 5 | 16
3267 | 137 | 5 | 17 | 3 | 1 | 0 | 0 | 0 | 1 | 0 | 0 | 1 | 0 | 0 | 0 | 0 | 0 | 0 | 0 | 5 | 17 | 5 | 16
3268 | 137 | 5 | 17 | 4 | 1 | 0 | 0 | 0 | 1 | 0 | 0 | 1 | 0 | 0 | 0 | 0 | 0 | 0 | 0 | 5 | 17 | 5 | 16
3269 | 137 | 5 | 17 | 5 | 1 | 0 | 0 | 0 | 1 | 0 | 0 | 1 | 0 | 0 | 0 | 0 | 0 | 0 | 0 | 5 | 17 | 5 | 16
3270 | 137 | 5 | 17 | 6 | 1 | 0 | 0 | 0 | 1 | 0 | 0 | 1 | 0 | 0 | 0 | 0 | 0 | 0 | 0 | 5 | 17 | 5 | 16
3271 | 137 | 5 | 17 | 7 | 1 | 0 | 0 | 0 | 1 | 0 | 0 | 1 | 0 | 0 | 0 | 0 | 0 | 0 | 0 | 5 | 17 | 5 | 16
3272 | 137 | 5 | 17 | 8 | 1 | 0 | 0 | 0 | 1 | 0 | 0 | 1 | 0 | 0 | 0 | 0 | 0 | 0 | 0 | 5 | 17 | 5 | 16
3273 | 137 | 5 | 17 | 9 | 1 | 0 | 0 | 0 | 1 | 0 | 0 | 1 | 0 | 0 | 0 | 0 | 0 | 0 | 0 | 5 | 17 | 5 | 16
3274 | 137 | 5 | 17 | 10 | 1 | 0 | 0 | 0 | 1 | 0 | 0 | 1 | 0 | 0 | 0 | 0 | 0 | 0 | 0 | 5 | 17 | 5 | 16
3275 | 137 | 5 | 17 | 11 | 1 | 0 | 0 | 0 | 1 | 0 | 0 | 1 | 0 | 0 | 0 | 0 | 0 | 0 | 0 | 5 | 17 | 5 | 16
3276 | 137 | 5 | 17 | 12 | 1 | 0 | 0 | 0 | 1 | 0 | 0 | 1 | 0 | 0 | 0 | 0 | 0 | 0 | 0 | 5 | 17 | 5 | 16
3277 | 137 | 5 | 17 | 13 | 1 | 0 | 0 | 0 | 1 | 0 | 0 | 1 | 0 | 0 | 0 | 0 | 0 | 0 | 0 | 5 | 17 | 5 | 16
3278 | 137 | 5 | 17 | 14 | 1 | 0 | 0 | 0 | 1 | 0 | 0 | 1 | 0 | 0 | 0 | 0 | 0 | 0 | 0 | 5 | 17 | 5 | 16
3279 | 137 | 5 | 17 | 15 | 1 | 0 | 0 | 0 | 1 | 0 | 0 | 1 | 0 | 0 | 0 | 0 | 0 | 0 | 0 | 5 | 17 | 5 | 16
3280 | 137 | 5 | 17 | 16 | 1 | 0 | 0 | 0 | 1 | 0 | 0 | 1 | 0 | 0 | 0 | 0 | 0 | 0 | 0 | 5 | 17 | 5 | 16
3281 | 137 | 5 | 17 | 17 | 1 | 0 | 0 | 0 | 1 | 0 | 0 | 1 | 0 | 0 | 0 | 0 | 0 | 0 | 0 | 5 | 17 | 5 | 16
3282 | 137 | 5 | 17 | 18 | 1 | 0 | 0 | 0 | 1 | 0 | 0 | 1 | 0 | 0 | 0 | 0 | 0 | 0 | 0 | 5 | 17 | 5 | 16
3283 | 137 | 5 | 17 | 19 | 1 | 0 | 0 | 0 | 1 | 0 | 0 | 1 | 0 | 0 | 0 | 0 | 0 | 0 | 0 | 5 | 17 | 5 | 16
3284 | 137 | 5 | 17 | 20 | 1 | 0 | 0 | 0 | 1 | 0 | 0 | 1 | 0 | 0 | 0 | 0 | 0 | 0 | 0 | 5 | 17 | 5 | 16
3285 | 137 | 5 | 17 | 21 | 1 | 0 | 0 | 0 | 1 | 0 | 0 | 1 | 0 | 0 | 0 | 0 | 0 | 0 | 0 | 5 | 17 | 5 | 16
3286 | 137 | 5 | 17 | 22 | 1 | 0 | 0 | 0 | 1 | 0 | 0 | 1 | 0 | 0 | 0 | 0 | 0 | 0 | 0 | 5 | 17 | 5 | 16
3287 | 137 | 5 | 17 | 23 | 1 | 0 | 0 | 0 | 1 | 0 | 0 | 1 | 0 | 0 | 0 | 0 | 0 | 0 | 0 | 5 | 17 | 5 | 16
3288 | 137 | 5 | 17 | 24 | 1 | 0 | 0 | 0 | 1 | 0 | 0 | 1 | 0 | 0 | 0 | 0 | 0 | 0 | 0 | 5 | 17 | 5 | 16
3289 | 138 | 5 | 18 | 1 | 1 | 0 | 0 | 0 | 1 | 0 | 0 | 1 | 0 | 0 | 0 | 0 | 0 | 0 | 0 | 5 | 18 | 5 | 17
3290 | 138 | 5 | 18 | 2 | 1 | 0 | 0 | 0 | 1 | 0 | 0 | 1 | 0 | 0 | 0 | 0 | 0 | 0 | 0 | 5 | 18 | 5 | 17
3291 | 138 | 5 | 18 | 3 | 1 | 0 | 0 | 0 | 1 | 0 | 0 | 1 | 0 | 0 | 0 | 0 | 0 | 0 | 0 | 5 | 18 | 5 | 17
3292 | 138 | 5 | 18 | 4 | 1 | 0 | 0 | 0 | 1 | 0 | 0 | 1 | 0 | 0 | 0 | 0 | 0 | 0 | 0 | 5 | 18 | 5 | 17
3293 | 138 | 5 | 18 | 5 | 1 | 0 | 0 | 0 | 1 | 0 | 0 | 1 | 0 | 0 | 0 | 0 | 0 | 0 | 0 | 5 | 18 | 5 | 17
3294 | 138 | 5 | 18 | 6 | 1 | 0 | 0 | 0 | 1 | 0 | 0 | 1 | 0 | 0 | 0 | 0 | 0 | 0 | 0 | 5 | 18 | 5 | 17
3295 | 138 | 5 | 18 | 7 | 1 | 0 | 0 | 0 | 1 | 0 | 0 | 1 | 0 | 0 | 0 | 0 | 0 | 0 | 0 | 5 | 18 | 5 | 17
3296 | 138 | 5 | 18 | 8 | 1 | 0 | 0 | 0 | 1 | 0 | 0 | 1 | 0 | 0 | 0 | 0 | 0 | 0 | 0 | 5 | 18 | 5 | 17
3297 | 138 | 5 | 18 | 9 | 1 | 0 | 0 | 0 | 1 | 0 | 0 | 1 | 0 | 0 | 0 | 0 | 0 | 0 | 0 | 5 | 18 | 5 | 17
3298 | 138 | 5 | 18 | 10 | 1 | 0 | 0 | 0 | 1 | 0 | 0 | 1 | 0 | 0 | 0 | 0 | 0 | 0 | 0 | 5 | 18 | 5 | 17
3299 | 138 | 5 | 18 | 11 | 1 | 0 | 0 | 0 | 1 | 0 | 0 | 1 | 0 | 0 | 0 | 0 | 0 | 0 | 0 | 5 | 18 | 5 | 17
3300 | 138 | 5 | 18 | 12 | 1 | 0 | 0 | 0 | 1 | 0 | 0 | 1 | 0 | 0 | 0 | 0 | 0 | 0 | 0 | 5 | 18 | 5 | 17
3301 | 138 | 5 | 18 | 13 | 1 | 0 | 0 | 0 | 1 | 0 | 0 | 1 | 0 | 0 | 0 | 0 | 0 | 0 | 0 | 5 | 18 | 5 | 17
3302 | 138 | 5 | 18 | 14 | 1 | 0 | 0 | 0 | 1 | 0 | 0 | 1 | 0 | 0 | 0 | 0 | 0 | 0 | 0 | 5 | 18 | 5 | 17
3303 | 138 | 5 | 18 | 15 | 1 | 0 | 0 | 0 | 1 | 0 | 0 | 1 | 0 | 0 | 0 | 0 | 0 | 0 | 0 | 5 | 18 | 5 | 17
3304 | 138 | 5 | 18 | 16 | 1 | 0 | 0 | 0 | 1 | 0 | 0 | 1 | 0 | 0 | 0 | 0 | 0 | 0 | 0 | 5 | 18 | 5 | 17
3305 | 138 | 5 | 18 | 17 | 1 | 0 | 0 | 0 | 1 | 0 | 0 | 1 | 0 | 0 | 0 | 0 | 0 | 0 | 0 | 5 | 18 | 5 | 17
3306 | 138 | 5 | 18 | 18 | 1 | 0 | 0 | 0 | 1 | 0 | 0 | 1 | 0 | 0 | 0 | 0 | 0 | 0 | 0 | 5 | 18 | 5 | 17
3307 | 138 | 5 | 18 | 19 | 1 | 0 | 0 | 0 | 1 | 0 | 0 | 1 | 0 | 0 | 0 | 0 | 0 | 0 | 0 | 5 | 18 | 5 | 17
3308 | 138 | 5 | 18 | 20 | 1 | 0 | 0 | 0 | 1 | 0 | 0 | 1 | 0 | 0 | 0 | 0 | 0 | 0 | 0 | 5 | 18 | 5 | 17
3309 | 138 | 5 | 18 | 21 | 1 | 0 | 0 | 0 | 1 | 0 | 0 | 1 | 0 | 0 | 0 | 0 | 0 | 0 | 0 | 5 | 18 | 5 | 17
3310 | 138 | 5 | 18 | 22 | 1 | 0 | 0 | 0 | 1 | 0 | 0 | 1 | 0 | 0 | 0 | 0 | 0 | 0 | 0 | 5 | 18 | 5 | 17
3311 | 138 | 5 | 18 | 23 | 1 | 0 | 0 | 0 | 1 | 0 | 0 | 1 | 0 | 0 | 0 | 0 | 0 | 0 | 0 | 5 | 18 | 5 | 17
3312 | 138 | 5 | 18 | 24 | 1 | 0 | 0 | 0 | 1 | 0 | 0 | 1 | 0 | 0 | 0 | 0 | 0 | 0 | 0 | 5 | 18 | 5 | 17
3313 | 139 | 5 | 19 | 1 | 1 | 0 | 0 | 0 | 1 | 0 | 0 | 1 | 0 | 0 | 0 | 0 | 0 | 0 | 0 | 5 | 19 | 5 | 18
3314 | 139 | 5 | 19 | 2 | 1 | 0 | 0 | 0 | 1 | 0 | 0 | 1 | 0 | 0 | 0 | 0 | 0 | 0 | 0 | 5 | 19 | 5 | 18
3315 | 139 | 5 | 19 | 3 | 1 | 0 | 0 | 0 | 1 | 0 | 0 | 1 | 0 | 0 | 0 | 0 | 0 | 0 | 0 | 5 | 19 | 5 | 18
3316 | 139 | 5 | 19 | 4 | 1 | 0 | 0 | 0 | 1 | 0 | 0 | 1 | 0 | 0 | 0 | 0 | 0 | 0 | 0 | 5 | 19 | 5 | 18
3317 | 139 | 5 | 19 | 5 | 1 | 0 | 0 | 0 | 1 | 0 | 0 | 1 | 0 | 0 | 0 | 0 | 0 | 0 | 0 | 5 | 19 | 5 | 18
3318 | 139 | 5 | 19 | 6 | 1 | 0 | 0 | 0 | 1 | 0 | 0 | 1 | 0 | 0 | 0 | 0 | 0 | 0 | 0 | 5 | 19 | 5 | 18
3319 | 139 | 5 | 19 | 7 | 1 | 0 | 0 | 0 | 1 | 0 | 0 | 1 | 0 | 0 | 0 | 0 | 0 | 0 | 0 | 5 | 19 | 5 | 18
3320 | 139 | 5 | 19 | 8 | 1 | 0 | 0 | 0 | 1 | 0 | 0 | 1 | 0 | 0 | 0 | 0 | 0 | 0 | 0 | 5 | 19 | 5 | 18
3321 | 139 | 5 | 19 | 9 | 1 | 0 | 0 | 0 | 1 | 0 | 0 | 1 | 0 | 0 | 0 | 0 | 0 | 0 | 0 | 5 | 19 | 5 | 18
3322 | 139 | 5 | 19 | 10 | 1 | 0 | 0 | 0 | 1 | 0 | 0 | 1 | 0 | 0 | 0 | 0 | 0 | 0 | 0 | 5 | 19 | 5 | 18
3323 | 139 | 5 | 19 | 11 | 1 | 0 | 0 | 0 | 1 | 0 | 0 | 1 | 0 | 0 | 0 | 0 | 0 | 0 | 0 | 5 | 19 | 5 | 18
3324 | 139 | 5 | 19 | 12 | 1 | 0 | 0 | 0 | 1 | 0 | 0 | 1 | 0 | 0 | 0 | 0 | 0 | 0 | 0 | 5 | 19 | 5 | 18
3325 | 139 | 5 | 19 | 13 | 1 | 0 | 0 | 0 | 1 | 0 | 0 | 1 | 0 | 0 | 0 | 0 | 0 | 0 | 0 | 5 | 19 | 5 | 18
3326 | 139 | 5 | 19 | 14 | 1 | 0 | 0 | 0 | 1 | 0 | 0 | 1 | 0 | 0 | 0 | 0 | 0 | 0 | 0 | 5 | 19 | 5 | 18
3327 | 139 | 5 | 19 | 15 | 1 | 0 | 0 | 0 | 1 | 0 | 0 | 1 | 0 | 0 | 0 | 0 | 0 | 0 | 0 | 5 | 19 | 5 | 18
3328 | 139 | 5 | 19 | 16 | 1 | 0 | 0 | 0 | 1 | 0 | 0 | 1 | 0 | 0 | 0 | 0 | 0 | 0 | 0 | 5 | 19 | 5 | 18
3329 | 139 | 5 | 19 | 17 | 1 | 0 | 0 | 0 | 1 | 0 | 0 | 1 | 0 | 0 | 0 | 0 | 0 | 0 | 0 | 5 | 19 | 5 | 18
3330 | 139 | 5 | 19 | 18 | 1 | 0 | 0 | 0 | 1 | 0 | 0 | 1 | 0 | 0 | 0 | 0 | 0 | 0 | 0 | 5 | 19 | 5 | 18
3331 | 139 | 5 | 19 | 19 | 1 | 0 | 0 | 0 | 1 | 0 | 0 | 1 | 0 | 0 | 0 | 0 | 0 | 0 | 0 | 5 | 19 | 5 | 18
3332 | 139 | 5 | 19 | 20 | 1 | 0 | 0 | 0 | 1 | 0 | 0 | 1 | 0 | 0 | 0 | 0 | 0 | 0 | 0 | 5 | 19 | 5 | 18
3333 | 139 | 5 | 19 | 21 | 1 | 0 | 0 | 0 | 1 | 0 | 0 | 1 | 0 | 0 | 0 | 0 | 0 | 0 | 0 | 5 | 19 | 5 | 18
3334 | 139 | 5 | 19 | 22 | 1 | 0 | 0 | 0 | 1 | 0 | 0 | 1 | 0 | 0 | 0 | 0 | 0 | 0 | 0 | 5 | 19 | 5 | 18
3335 | 139 | 5 | 19 | 23 | 1 | 0 | 0 | 0 | 1 | 0 | 0 | 1 | 0 | 0 | 0 | 0 | 0 | 0 | 0 | 5 | 19 | 5 | 18
3336 | 139 | 5 | 19 | 24 | 1 | 0 | 0 | 0 | 1 | 0 | 0 | 1 | 0 | 0 | 0 | 0 | 0 | 0 | 0 | 5 | 19 | 5 | 18
3337 | 140 | 5 | 20 | 1 | 0 | 0 | 0 | 0 | 1 | 0 | 0 | 1 | 0 | 0 | 0 | 0 | 0 | 0 | 0 | 5 | 20 | 5 | 19
3338 | 140 | 5 | 20 | 2 | 0 | 0 | 0 | 0 | 1 | 0 | 0 | 1 | 0 | 0 | 0 | 0 | 0 | 0 | 0 | 5 | 20 | 5 | 19
3339 | 140 | 5 | 20 | 3 | 0 | 0 | 0 | 0 | 1 | 0 | 0 | 1 | 0 | 0 | 0 | 0 | 0 | 0 | 0 | 5 | 20 | 5 | 19
3340 | 140 | 5 | 20 | 4 | 0 | 0 | 0 | 0 | 1 | 0 | 0 | 1 | 0 | 0 | 0 | 0 | 0 | 0 | 0 | 5 | 20 | 5 | 19
3341 | 140 | 5 | 20 | 5 | 0 | 0 | 0 | 0 | 1 | 0 | 0 | 1 | 0 | 0 | 0 | 0 | 0 | 0 | 0 | 5 | 20 | 5 | 19
3342 | 140 | 5 | 20 | 6 | 0 | 0 | 0 | 0 | 1 | 0 | 0 | 1 | 0 | 0 | 0 | 0 | 0 | 0 | 0 | 5 | 20 | 5 | 19
3343 | 140 | 5 | 20 | 7 | 0 | 0 | 0 | 0 | 1 | 0 | 0 | 1 | 0 | 0 | 0 | 0 | 0 | 0 | 0 | 5 | 20 | 5 | 19
3344 | 140 | 5 | 20 | 8 | 0 | 0 | 0 | 0 | 1 | 0 | 0 | 1 | 0 | 0 | 0 | 0 | 0 | 0 | 0 | 5 | 20 | 5 | 19
3345 | 140 | 5 | 20 | 9 | 0 | 0 | 0 | 0 | 1 | 0 | 0 | 1 | 0 | 0 | 0 | 0 | 0 | 0 | 0 | 5 | 20 | 5 | 19
3346 | 140 | 5 | 20 | 10 | 0 | 0 | 0 | 0 | 1 | 0 | 0 | 1 | 0 | 0 | 0 | 0 | 0 | 0 | 0 | 5 | 20 | 5 | 19
3347 | 140 | 5 | 20 | 11 | 0 | 0 | 0 | 0 | 1 | 0 | 0 | 1 | 0 | 0 | 0 | 0 | 0 | 0 | 0 | 5 | 20 | 5 | 19
3348 | 140 | 5 | 20 | 12 | 0 | 0 | 0 | 0 | 1 | 0 | 0 | 1 | 0 | 0 | 0 | 0 | 0 | 0 | 0 | 5 | 20 | 5 | 19
3349 | 140 | 5 | 20 | 13 | 0 | 0 | 0 | 0 | 1 | 0 | 0 | 1 | 0 | 0 | 0 | 0 | 0 | 0 | 0 | 5 | 20 | 5 | 19
3350 | 140 | 5 | 20 | 14 | 0 | 0 | 0 | 0 | 1 | 0 | 0 | 1 | 0 | 0 | 0 | 0 | 0 | 0 | 0 | 5 | 20 | 5 | 19
3351 | 140 | 5 | 20 | 15 | 0 | 0 | 0 | 0 | 1 | 0 | 0 | 1 | 0 | 0 | 0 | 0 | 0 | 0 | 0 | 5 | 20 | 5 | 19
3352 | 140 | 5 | 20 | 16 | 0 | 0 | 0 | 0 | 1 | 0 | 0 | 1 | 0 | 0 | 0 | 0 | 0 | 0 | 0 | 5 | 20 | 5 | 19
3353 | 140 | 5 | 20 | 17 | 0 | 0 | 0 | 0 | 1 | 0 | 0 | 1 | 0 | 0 | 0 | 0 | 0 | 0 | 0 | 5 | 20 | 5 | 19
3354 | 140 | 5 | 20 | 18 | 0 | 0 | 0 | 0 | 1 | 0 | 0 | 1 | 0 | 0 | 0 | 0 | 0 | 0 | 0 | 5 | 20 | 5 | 19
3355 | 140 | 5 | 20 | 19 | 0 | 0 | 0 | 0 | 1 | 0 | 0 | 1 | 0 | 0 | 0 | 0 | 0 | 0 | 0 | 5 | 20 | 5 | 19
3356 | 140 | 5 | 20 | 20 | 0 | 0 | 0 | 0 | 1 | 0 | 0 | 1 | 0 | 0 | 0 | 0 | 0 | 0 | 0 | 5 | 20 | 5 | 19
3357 | 140 | 5 | 20 | 21 | 0 | 0 | 0 | 0 | 1 | 0 | 0 | 1 | 0 | 0 | 0 | 0 | 0 | 0 | 0 | 5 | 20 | 5 | 19
3358 | 140 | 5 | 20 | 22 | 0 | 0 | 0 | 0 | 1 | 0 | 0 | 1 | 0 | 0 | 0 | 0 | 0 | 0 | 0 | 5 | 20 | 5 | 19
3359 | 140 | 5 | 20 | 23 | 0 | 0 | 0 | 0 | 1 | 0 | 0 | 1 | 0 | 0 | 0 | 0 | 0 | 0 | 0 | 5 | 20 | 5 | 19
3360 | 140 | 5 | 20 | 24 | 0 | 0 | 0 | 0 | 1 | 0 | 0 | 1 | 0 | 0 | 0 | 0 | 0 | 0 | 0 | 5 | 20 | 5 | 19
3361 | 141 | 5 | 21 | 1 | 0 | 0 | 0 | 0 | 1 | 0 | 0 | 1 | 0 | 0 | 0 | 0 | 0 | 0 | 0 | 5 | 21 | 5 | 20
3362 | 141 | 5 | 21 | 2 | 0 | 0 | 0 | 0 | 1 | 0 | 0 | 1 | 0 | 0 | 0 | 0 | 0 | 0 | 0 | 5 | 21 | 5 | 20
3363 | 141 | 5 | 21 | 3 | 0 | 0 | 0 | 0 | 1 | 0 | 0 | 1 | 0 | 0 | 0 | 0 | 0 | 0 | 0 | 5 | 21 | 5 | 20
3364 | 141 | 5 | 21 | 4 | 0 | 0 | 0 | 0 | 1 | 0 | 0 | 1 | 0 | 0 | 0 | 0 | 0 | 0 | 0 | 5 | 21 | 5 | 20
3365 | 141 | 5 | 21 | 5 | 0 | 0 | 0 | 0 | 1 | 0 | 0 | 1 | 0 | 0 | 0 | 0 | 0 | 0 | 0 | 5 | 21 | 5 | 20
3366 | 141 | 5 | 21 | 6 | 0 | 0 | 0 | 0 | 1 | 0 | 0 | 1 | 0 | 0 | 0 | 0 | 0 | 0 | 0 | 5 | 21 | 5 | 20
3367 | 141 | 5 | 21 | 7 | 0 | 0 | 0 | 0 | 1 | 0 | 0 | 1 | 0 | 0 | 0 | 0 | 0 | 0 | 0 | 5 | 21 | 5 | 20
3368 | 141 | 5 | 21 | 8 | 0 | 0 | 0 | 0 | 1 | 0 | 0 | 1 | 0 | 0 | 0 | 0 | 0 | 0 | 0 | 5 | 21 | 5 | 20
3369 | 141 | 5 | 21 | 9 | 0 | 0 | 0 | 0 | 1 | 0 | 0 | 1 | 0 | 0 | 0 | 0 | 0 | 0 | 0 | 5 | 21 | 5 | 20
3370 | 141 | 5 | 21 | 10 | 0 | 0 | 0 | 0 | 1 | 0 | 0 | 1 | 0 | 0 | 0 | 0 | 0 | 0 | 0 | 5 | 21 | 5 | 20
3371 | 141 | 5 | 21 | 11 | 0 | 0 | 0 | 0 | 1 | 0 | 0 | 1 | 0 | 0 | 0 | 0 | 0 | 0 | 0 | 5 | 21 | 5 | 20
3372 | 141 | 5 | 21 | 12 | 0 | 0 | 0 | 0 | 1 | 0 | 0 | 1 | 0 | 0 | 0 | 0 | 0 | 0 | 0 | 5 | 21 | 5 | 20
3373 | 141 | 5 | 21 | 13 | 0 | 0 | 0 | 0 | 1 | 0 | 0 | 1 | 0 | 0 | 0 | 0 | 0 | 0 | 0 | 5 | 21 | 5 | 20
3374 | 141 | 5 | 21 | 14 | 0 | 0 | 0 | 0 | 1 | 0 | 0 | 1 | 0 | 0 | 0 | 0 | 0 | 0 | 0 | 5 | 21 | 5 | 20
3375 | 141 | 5 | 21 | 15 | 0 | 0 | 0 | 0 | 1 | 0 | 0 | 1 | 0 | 0 | 0 | 0 | 0 | 0 | 0 | 5 | 21 | 5 | 20
3376 | 141 | 5 | 21 | 16 | 0 | 0 | 0 | 0 | 1 | 0 | 0 | 1 | 0 | 0 | 0 | 0 | 0 | 0 | 0 | 5 | 21 | 5 | 20
3377 | 141 | 5 | 21 | 17 | 0 | 0 | 0 | 0 | 1 | 0 | 0 | 1 | 0 | 0 | 0 | 0 | 0 | 0 | 0 | 5 | 21 | 5 | 20
3378 | 141 | 5 | 21 | 18 | 0 | 0 | 0 | 0 | 1 | 0 | 0 | 1 | 0 | 0 | 0 | 0 | 0 | 0 | 0 | 5 | 21 | 5 | 20
3379 | 141 | 5 | 21 | 19 | 0 | 0 | 0 | 0 | 1 | 0 | 0 | 1 | 0 | 0 | 0 | 0 | 0 | 0 | 0 | 5 | 21 | 5 | 20
3380 | 141 | 5 | 21 | 20 | 0 | 0 | 0 | 0 | 1 | 0 | 0 | 1 | 0 | 0 | 0 | 0 | 0 | 0 | 0 | 5 | 21 | 5 | 20
3381 | 141 | 5 | 21 | 21 | 0 | 0 | 0 | 0 | 1 | 0 | 0 | 1 | 0 | 0 | 0 | 0 | 0 | 0 | 0 | 5 | 21 | 5 | 20
3382 | 141 | 5 | 21 | 22 | 0 | 0 | 0 | 0 | 1 | 0 | 0 | 1 | 0 | 0 | 0 | 0 | 0 | 0 | 0 | 5 | 21 | 5 | 20
3383 | 141 | 5 | 21 | 23 | 0 | 0 | 0 | 0 | 1 | 0 | 0 | 1 | 0 | 0 | 0 | 0 | 0 | 0 | 0 | 5 | 21 | 5 | 20
3384 | 141 | 5 | 21 | 24 | 0 | 0 | 0 | 0 | 1 | 0 | 0 | 1 | 0 | 0 | 0 | 0 | 0 | 0 | 0 | 5 | 21 | 5 | 20
3385 | 142 | 5 | 22 | 1 | 1 | 0 | 0 | 0 | 1 | 0 | 0 | 1 | 0 | 0 | 0 | 0 | 0 | 0 | 0 | 5 | 22 | 5 | 21
3386 | 142 | 5 | 22 | 2 | 1 | 0 | 0 | 0 | 1 | 0 | 0 | 1 | 0 | 0 | 0 | 0 | 0 | 0 | 0 | 5 | 22 | 5 | 21
3387 | 142 | 5 | 22 | 3 | 1 | 0 | 0 | 0 | 1 | 0 | 0 | 1 | 0 | 0 | 0 | 0 | 0 | 0 | 0 | 5 | 22 | 5 | 21
3388 | 142 | 5 | 22 | 4 | 1 | 0 | 0 | 0 | 1 | 0 | 0 | 1 | 0 | 0 | 0 | 0 | 0 | 0 | 0 | 5 | 22 | 5 | 21
3389 | 142 | 5 | 22 | 5 | 1 | 0 | 0 | 0 | 1 | 0 | 0 | 1 | 0 | 0 | 0 | 0 | 0 | 0 | 0 | 5 | 22 | 5 | 21
3390 | 142 | 5 | 22 | 6 | 1 | 0 | 0 | 0 | 1 | 0 | 0 | 1 | 0 | 0 | 0 | 0 | 0 | 0 | 0 | 5 | 22 | 5 | 21
3391 | 142 | 5 | 22 | 7 | 1 | 0 | 0 | 0 | 1 | 0 | 0 | 1 | 0 | 0 | 0 | 0 | 0 | 0 | 0 | 5 | 22 | 5 | 21
3392 | 142 | 5 | 22 | 8 | 1 | 0 | 0 | 0 | 1 | 0 | 0 | 1 | 0 | 0 | 0 | 0 | 0 | 0 | 0 | 5 | 22 | 5 | 21
3393 | 142 | 5 | 22 | 9 | 1 | 0 | 0 | 0 | 1 | 0 | 0 | 1 | 0 | 0 | 0 | 0 | 0 | 0 | 0 | 5 | 22 | 5 | 21
3394 | 142 | 5 | 22 | 10 | 1 | 0 | 0 | 0 | 1 | 0 | 0 | 1 | 0 | 0 | 0 | 0 | 0 | 0 | 0 | 5 | 22 | 5 | 21
3395 | 142 | 5 | 22 | 11 | 1 | 0 | 0 | 0 | 1 | 0 | 0 | 1 | 0 | 0 | 0 | 0 | 0 | 0 | 0 | 5 | 22 | 5 | 21
3396 | 142 | 5 | 22 | 12 | 1 | 0 | 0 | 0 | 1 | 0 | 0 | 1 | 0 | 0 | 0 | 0 | 0 | 0 | 0 | 5 | 22 | 5 | 21
3397 | 142 | 5 | 22 | 13 | 1 | 0 | 0 | 0 | 1 | 0 | 0 | 1 | 0 | 0 | 0 | 0 | 0 | 0 | 0 | 5 | 22 | 5 | 21
3398 | 142 | 5 | 22 | 14 | 1 | 0 | 0 | 0 | 1 | 0 | 0 | 1 | 0 | 0 | 0 | 0 | 0 | 0 | 0 | 5 | 22 | 5 | 21
3399 | 142 | 5 | 22 | 15 | 1 | 0 | 0 | 0 | 1 | 0 | 0 | 1 | 0 | 0 | 0 | 0 | 0 | 0 | 0 | 5 | 22 | 5 | 21
3400 | 142 | 5 | 22 | 16 | 1 | 0 | 0 | 0 | 1 | 0 | 0 | 1 | 0 | 0 | 0 | 0 | 0 | 0 | 0 | 5 | 22 | 5 | 21
3401 | 142 | 5 | 22 | 17 | 1 | 0 | 0 | 0 | 1 | 0 | 0 | 1 | 0 | 0 | 0 | 0 | 0 | 0 | 0 | 5 | 22 | 5 | 21
3402 | 142 | 5 | 22 | 18 | 1 | 0 | 0 | 0 | 1 | 0 | 0 | 1 | 0 | 0 | 0 | 0 | 0 | 0 | 0 | 5 | 22 | 5 | 21
3403 | 142 | 5 | 22 | 19 | 1 | 0 | 0 | 0 | 1 | 0 | 0 | 1 | 0 | 0 | 0 | 0 | 0 | 0 | 0 | 5 | 22 | 5 | 21
3404 | 142 | 5 | 22 | 20 | 1 | 0 | 0 | 0 | 1 | 0 | 0 | 1 | 0 | 0 | 0 | 0 | 0 | 0 | 0 | 5 | 22 | 5 | 21
3405 | 142 | 5 | 22 | 21 | 1 | 0 | 0 | 0 | 1 | 0 | 0 | 1 | 0 | 0 | 0 | 0 | 0 | 0 | 0 | 5 | 22 | 5 | 21
3406 | 142 | 5 | 22 | 22 | 1 | 0 | 0 | 0 | 1 | 0 | 0 | 1 | 0 | 0 | 0 | 0 | 0 | 0 | 0 | 5 | 22 | 5 | 21
3407 | 142 | 5 | 22 | 23 | 1 | 0 | 0 | 0 | 1 | 0 | 0 | 1 | 0 | 0 | 0 | 0 | 0 | 0 | 0 | 5 | 22 | 5 | 21
3408 | 142 | 5 | 22 | 24 | 1 | 0 | 0 | 0 | 1 | 0 | 0 | 1 | 0 | 0 | 0 | 0 | 0 | 0 | 0 | 5 | 22 | 5 | 21
3409 | 143 | 5 | 23 | 1 | 1 | 0 | 0 | 0 | 1 | 0 | 0 | 1 | 0 | 0 | 0 | 0 | 0 | 0 | 0 | 5 | 23 | 5 | 22
3410 | 143 | 5 | 23 | 2 | 1 | 0 | 0 | 0 | 1 | 0 | 0 | 1 | 0 | 0 | 0 | 0 | 0 | 0 | 0 | 5 | 23 | 5 | 22
3411 | 143 | 5 | 23 | 3 | 1 | 0 | 0 | 0 | 1 | 0 | 0 | 1 | 0 | 0 | 0 | 0 | 0 | 0 | 0 | 5 | 23 | 5 | 22
3412 | 143 | 5 | 23 | 4 | 1 | 0 | 0 | 0 | 1 | 0 | 0 | 1 | 0 | 0 | 0 | 0 | 0 | 0 | 0 | 5 | 23 | 5 | 22
3413 | 143 | 5 | 23 | 5 | 1 | 0 | 0 | 0 | 1 | 0 | 0 | 1 | 0 | 0 | 0 | 0 | 0 | 0 | 0 | 5 | 23 | 5 | 22
3414 | 143 | 5 | 23 | 6 | 1 | 0 | 0 | 0 | 1 | 0 | 0 | 1 | 0 | 0 | 0 | 0 | 0 | 0 | 0 | 5 | 23 | 5 | 22
3415 | 143 | 5 | 23 | 7 | 1 | 0 | 0 | 0 | 1 | 0 | 0 | 1 | 0 | 0 | 0 | 0 | 0 | 0 | 0 | 5 | 23 | 5 | 22
3416 | 143 | 5 | 23 | 8 | 1 | 0 | 0 | 0 | 1 | 0 | 0 | 1 | 0 | 0 | 0 | 0 | 0 | 0 | 0 | 5 | 23 | 5 | 22
3417 | 143 | 5 | 23 | 9 | 1 | 0 | 0 | 0 | 1 | 0 | 0 | 1 | 0 | 0 | 0 | 0 | 0 | 0 | 0 | 5 | 23 | 5 | 22
3418 | 143 | 5 | 23 | 10 | 1 | 0 | 0 | 0 | 1 | 0 | 0 | 1 | 0 | 0 | 0 | 0 | 0 | 0 | 0 | 5 | 23 | 5 | 22
3419 | 143 | 5 | 23 | 11 | 1 | 0 | 0 | 0 | 1 | 0 | 0 | 1 | 0 | 0 | 0 | 0 | 0 | 0 | 0 | 5 | 23 | 5 | 22
3420 | 143 | 5 | 23 | 12 | 1 | 0 | 0 | 0 | 1 | 0 | 0 | 1 | 0 | 0 | 0 | 0 | 0 | 0 | 0 | 5 | 23 | 5 | 22
3421 | 143 | 5 | 23 | 13 | 1 | 0 | 0 | 0 | 1 | 0 | 0 | 1 | 0 | 0 | 0 | 0 | 0 | 0 | 0 | 5 | 23 | 5 | 22
3422 | 143 | 5 | 23 | 14 | 1 | 0 | 0 | 0 | 1 | 0 | 0 | 1 | 0 | 0 | 0 | 0 | 0 | 0 | 0 | 5 | 23 | 5 | 22
3423 | 143 | 5 | 23 | 15 | 1 | 0 | 0 | 0 | 1 | 0 | 0 | 1 | 0 | 0 | 0 | 0 | 0 | 0 | 0 | 5 | 23 | 5 | 22
3424 | 143 | 5 | 23 | 16 | 1 | 0 | 0 | 0 | 1 | 0 | 0 | 1 | 0 | 0 | 0 | 0 | 0 | 0 | 0 | 5 | 23 | 5 | 22
3425 | 143 | 5 | 23 | 17 | 1 | 0 | 0 | 0 | 1 | 0 | 0 | 1 | 0 | 0 | 0 | 0 | 0 | 0 | 0 | 5 | 23 | 5 | 22
3426 | 143 | 5 | 23 | 18 | 1 | 0 | 0 | 0 | 1 | 0 | 0 | 1 | 0 | 0 | 0 | 0 | 0 | 0 | 0 | 5 | 23 | 5 | 22
3427 | 143 | 5 | 23 | 19 | 1 | 0 | 0 | 0 | 1 | 0 | 0 | 1 | 0 | 0 | 0 | 0 | 0 | 0 | 0 | 5 | 23 | 5 | 22
3428 | 143 | 5 | 23 | 20 | 1 | 0 | 0 | 0 | 1 | 0 | 0 | 1 | 0 | 0 | 0 | 0 | 0 | 0 | 0 | 5 | 23 | 5 | 22
3429 | 143 | 5 | 23 | 21 | 1 | 0 | 0 | 0 | 1 | 0 | 0 | 1 | 0 | 0 | 0 | 0 | 0 | 0 | 0 | 5 | 23 | 5 | 22
3430 | 143 | 5 | 23 | 22 | 1 | 0 | 0 | 0 | 1 | 0 | 0 | 1 | 0 | 0 | 0 | 0 | 0 | 0 | 0 | 5 | 23 | 5 | 22
3431 | 143 | 5 | 23 | 23 | 1 | 0 | 0 | 0 | 1 | 0 | 0 | 1 | 0 | 0 | 0 | 0 | 0 | 0 | 0 | 5 | 23 | 5 | 22
3432 | 143 | 5 | 23 | 24 | 1 | 0 | 0 | 0 | 1 | 0 | 0 | 1 | 0 | 0 | 0 | 0 | 0 | 0 | 0 | 5 | 23 | 5 | 22
3433 | 144 | 5 | 24 | 1 | 1 | 0 | 0 | 0 | 1 | 0 | 0 | 1 | 0 | 0 | 0 | 0 | 0 | 0 | 0 | 5 | 24 | 5 | 23
3434 | 144 | 5 | 24 | 2 | 1 | 0 | 0 | 0 | 1 | 0 | 0 | 1 | 0 | 0 | 0 | 0 | 0 | 0 | 0 | 5 | 24 | 5 | 23
3435 | 144 | 5 | 24 | 3 | 1 | 0 | 0 | 0 | 1 | 0 | 0 | 1 | 0 | 0 | 0 | 0 | 0 | 0 | 0 | 5 | 24 | 5 | 23
3436 | 144 | 5 | 24 | 4 | 1 | 0 | 0 | 0 | 1 | 0 | 0 | 1 | 0 | 0 | 0 | 0 | 0 | 0 | 0 | 5 | 24 | 5 | 23
3437 | 144 | 5 | 24 | 5 | 1 | 0 | 0 | 0 | 1 | 0 | 0 | 1 | 0 | 0 | 0 | 0 | 0 | 0 | 0 | 5 | 24 | 5 | 23
3438 | 144 | 5 | 24 | 6 | 1 | 0 | 0 | 0 | 1 | 0 | 0 | 1 | 0 | 0 | 0 | 0 | 0 | 0 | 0 | 5 | 24 | 5 | 23
3439 | 144 | 5 | 24 | 7 | 1 | 0 | 0 | 0 | 1 | 0 | 0 | 1 | 0 | 0 | 0 | 0 | 0 | 0 | 0 | 5 | 24 | 5 | 23
3440 | 144 | 5 | 24 | 8 | 1 | 0 | 0 | 0 | 1 | 0 | 0 | 1 | 0 | 0 | 0 | 0 | 0 | 0 | 0 | 5 | 24 | 5 | 23
3441 | 144 | 5 | 24 | 9 | 1 | 0 | 0 | 0 | 1 | 0 | 0 | 1 | 0 | 0 | 0 | 0 | 0 | 0 | 0 | 5 | 24 | 5 | 23
3442 | 144 | 5 | 24 | 10 | 1 | 0 | 0 | 0 | 1 | 0 | 0 | 1 | 0 | 0 | 0 | 0 | 0 | 0 | 0 | 5 | 24 | 5 | 23
3443 | 144 | 5 | 24 | 11 | 1 | 0 | 0 | 0 | 1 | 0 | 0 | 1 | 0 | 0 | 0 | 0 | 0 | 0 | 0 | 5 | 24 | 5 | 23
3444 | 144 | 5 | 24 | 12 | 1 | 0 | 0 | 0 | 1 | 0 | 0 | 1 | 0 | 0 | 0 | 0 | 0 | 0 | 0 | 5 | 24 | 5 | 23
3445 | 144 | 5 | 24 | 13 | 1 | 0 | 0 | 0 | 1 | 0 | 0 | 1 | 0 | 0 | 0 | 0 | 0 | 0 | 0 | 5 | 24 | 5 | 23
3446 | 144 | 5 | 24 | 14 | 1 | 0 | 0 | 0 | 1 | 0 | 0 | 1 | 0 | 0 | 0 | 0 | 0 | 0 | 0 | 5 | 24 | 5 | 23
3447 | 144 | 5 | 24 | 15 | 1 | 0 | 0 | 0 | 1 | 0 | 0 | 1 | 0 | 0 | 0 | 0 | 0 | 0 | 0 | 5 | 24 | 5 | 23
3448 | 144 | 5 | 24 | 16 | 1 | 0 | 0 | 0 | 1 | 0 | 0 | 1 | 0 | 0 | 0 | 0 | 0 | 0 | 0 | 5 | 24 | 5 | 23
3449 | 144 | 5 | 24 | 17 | 1 | 0 | 0 | 0 | 1 | 0 | 0 | 1 | 0 | 0 | 0 | 0 | 0 | 0 | 0 | 5 | 24 | 5 | 23
3450 | 144 | 5 | 24 | 18 | 1 | 0 | 0 | 0 | 1 | 0 | 0 | 1 | 0 | 0 | 0 | 0 | 0 | 0 | 0 | 5 | 24 | 5 | 23
3451 | 144 | 5 | 24 | 19 | 1 | 0 | 0 | 0 | 1 | 0 | 0 | 1 | 0 | 0 | 0 | 0 | 0 | 0 | 0 | 5 | 24 | 5 | 23
3452 | 144 | 5 | 24 | 20 | 1 | 0 | 0 | 0 | 1 | 0 | 0 | 1 | 0 | 0 | 0 | 0 | 0 | 0 | 0 | 5 | 24 | 5 | 23
3453 | 144 | 5 | 24 | 21 | 1 | 0 | 0 | 0 | 1 | 0 | 0 | 1 | 0 | 0 | 0 | 0 | 0 | 0 | 0 | 5 | 24 | 5 | 23
3454 | 144 | 5 | 24 | 22 | 1 | 0 | 0 | 0 | 1 | 0 | 0 | 1 | 0 | 0 | 0 | 0 | 0 | 0 | 0 | 5 | 24 | 5 | 23
3455 | 144 | 5 | 24 | 23 | 1 | 0 | 0 | 0 | 1 | 0 | 0 | 1 | 0 | 0 | 0 | 0 | 0 | 0 | 0 | 5 | 24 | 5 | 23
3456 | 144 | 5 | 24 | 24 | 1 | 0 | 0 | 0 | 1 | 0 | 0 | 1 | 0 | 0 | 0 | 0 | 0 | 0 | 0 | 5 | 24 | 5 | 23
3457 | 145 | 5 | 25 | 1 | 1 | 0 | 0 | 0 | 1 | 0 | 0 | 1 | 0 | 0 | 0 | 0 | 0 | 0 | 0 | 5 | 25 | 5 | 24
3458 | 145 | 5 | 25 | 2 | 1 | 0 | 0 | 0 | 1 | 0 | 0 | 1 | 0 | 0 | 0 | 0 | 0 | 0 | 0 | 5 | 25 | 5 | 24
3459 | 145 | 5 | 25 | 3 | 1 | 0 | 0 | 0 | 1 | 0 | 0 | 1 | 0 | 0 | 0 | 0 | 0 | 0 | 0 | 5 | 25 | 5 | 24
3460 | 145 | 5 | 25 | 4 | 1 | 0 | 0 | 0 | 1 | 0 | 0 | 1 | 0 | 0 | 0 | 0 | 0 | 0 | 0 | 5 | 25 | 5 | 24
3461 | 145 | 5 | 25 | 5 | 1 | 0 | 0 | 0 | 1 | 0 | 0 | 1 | 0 | 0 | 0 | 0 | 0 | 0 | 0 | 5 | 25 | 5 | 24
3462 | 145 | 5 | 25 | 6 | 1 | 0 | 0 | 0 | 1 | 0 | 0 | 1 | 0 | 0 | 0 | 0 | 0 | 0 | 0 | 5 | 25 | 5 | 24
3463 | 145 | 5 | 25 | 7 | 1 | 0 | 0 | 0 | 1 | 0 | 0 | 1 | 0 | 0 | 0 | 0 | 0 | 0 | 0 | 5 | 25 | 5 | 24
3464 | 145 | 5 | 25 | 8 | 1 | 0 | 0 | 0 | 1 | 0 | 0 | 1 | 0 | 0 | 0 | 0 | 0 | 0 | 0 | 5 | 25 | 5 | 24
3465 | 145 | 5 | 25 | 9 | 1 | 0 | 0 | 0 | 1 | 0 | 0 | 1 | 0 | 0 | 0 | 0 | 0 | 0 | 0 | 5 | 25 | 5 | 24
3466 | 145 | 5 | 25 | 10 | 1 | 0 | 0 | 0 | 1 | 0 | 0 | 1 | 0 | 0 | 0 | 0 | 0 | 0 | 0 | 5 | 25 | 5 | 24
3467 | 145 | 5 | 25 | 11 | 1 | 0 | 0 | 0 | 1 | 0 | 0 | 1 | 0 | 0 | 0 | 0 | 0 | 0 | 0 | 5 | 25 | 5 | 24
3468 | 145 | 5 | 25 | 12 | 1 | 0 | 0 | 0 | 1 | 0 | 0 | 1 | 0 | 0 | 0 | 0 | 0 | 0 | 0 | 5 | 25 | 5 | 24
3469 | 145 | 5 | 25 | 13 | 1 | 0 | 0 | 0 | 1 | 0 | 0 | 1 | 0 | 0 | 0 | 0 | 0 | 0 | 0 | 5 | 25 | 5 | 24
3470 | 145 | 5 | 25 | 14 | 1 | 0 | 0 | 0 | 1 | 0 | 0 | 1 | 0 | 0 | 0 | 0 | 0 | 0 | 0 | 5 | 25 | 5 | 24
3471 | 145 | 5 | 25 | 15 | 1 | 0 | 0 | 0 | 1 | 0 | 0 | 1 | 0 | 0 | 0 | 0 | 0 | 0 | 0 | 5 | 25 | 5 | 24
3472 | 145 | 5 | 25 | 16 | 1 | 0 | 0 | 0 | 1 | 0 | 0 | 1 | 0 | 0 | 0 | 0 | 0 | 0 | 0 | 5 | 25 | 5 | 24
3473 | 145 | 5 | 25 | 17 | 1 | 0 | 0 | 0 | 1 | 0 | 0 | 1 | 0 | 0 | 0 | 0 | 0 | 0 | 0 | 5 | 25 | 5 | 24
3474 | 145 | 5 | 25 | 18 | 1 | 0 | 0 | 0 | 1 | 0 | 0 | 1 | 0 | 0 | 0 | 0 | 0 | 0 | 0 | 5 | 25 | 5 | 24
3475 | 145 | 5 | 25 | 19 | 1 | 0 | 0 | 0 | 1 | 0 | 0 | 1 | 0 | 0 | 0 | 0 | 0 | 0 | 0 | 5 | 25 | 5 | 24
3476 | 145 | 5 | 25 | 20 | 1 | 0 | 0 | 0 | 1 | 0 | 0 | 1 | 0 | 0 | 0 | 0 | 0 | 0 | 0 | 5 | 25 | 5 | 24
3477 | 145 | 5 | 25 | 21 | 1 | 0 | 0 | 0 | 1 | 0 | 0 | 1 | 0 | 0 | 0 | 0 | 0 | 0 | 0 | 5 | 25 | 5 | 24
3478 | 145 | 5 | 25 | 22 | 1 | 0 | 0 | 0 | 1 | 0 | 0 | 1 | 0 | 0 | 0 | 0 | 0 | 0 | 0 | 5 | 25 | 5 | 24
3479 | 145 | 5 | 25 | 23 | 1 | 0 | 0 | 0 | 1 | 0 | 0 | 1 | 0 | 0 | 0 | 0 | 0 | 0 | 0 | 5 | 25 | 5 | 24
3480 | 145 | 5 | 25 | 24 | 1 | 0 | 0 | 0 | 1 | 0 | 0 | 1 | 0 | 0 | 0 | 0 | 0 | 0 | 0 | 5 | 25 | 5 | 24
3481 | 146 | 5 | 26 | 1 | 1 | 0 | 0 | 0 | 1 | 0 | 0 | 1 | 0 | 0 | 0 | 0 | 0 | 0 | 0 | 5 | 26 | 5 | 25
3482 | 146 | 5 | 26 | 2 | 1 | 0 | 0 | 0 | 1 | 0 | 0 | 1 | 0 | 0 | 0 | 0 | 0 | 0 | 0 | 5 | 26 | 5 | 25
3483 | 146 | 5 | 26 | 3 | 1 | 0 | 0 | 0 | 1 | 0 | 0 | 1 | 0 | 0 | 0 | 0 | 0 | 0 | 0 | 5 | 26 | 5 | 25
3484 | 146 | 5 | 26 | 4 | 1 | 0 | 0 | 0 | 1 | 0 | 0 | 1 | 0 | 0 | 0 | 0 | 0 | 0 | 0 | 5 | 26 | 5 | 25
3485 | 146 | 5 | 26 | 5 | 1 | 0 | 0 | 0 | 1 | 0 | 0 | 1 | 0 | 0 | 0 | 0 | 0 | 0 | 0 | 5 | 26 | 5 | 25
3486 | 146 | 5 | 26 | 6 | 1 | 0 | 0 | 0 | 1 | 0 | 0 | 1 | 0 | 0 | 0 | 0 | 0 | 0 | 0 | 5 | 26 | 5 | 25
3487 | 146 | 5 | 26 | 7 | 1 | 0 | 0 | 0 | 1 | 0 | 0 | 1 | 0 | 0 | 0 | 0 | 0 | 0 | 0 | 5 | 26 | 5 | 25
3488 | 146 | 5 | 26 | 8 | 1 | 0 | 0 | 0 | 1 | 0 | 0 | 1 | 0 | 0 | 0 | 0 | 0 | 0 | 0 | 5 | 26 | 5 | 25
3489 | 146 | 5 | 26 | 9 | 1 | 0 | 0 | 0 | 1 | 0 | 0 | 1 | 0 | 0 | 0 | 0 | 0 | 0 | 0 | 5 | 26 | 5 | 25
3490 | 146 | 5 | 26 | 10 | 1 | 0 | 0 | 0 | 1 | 0 | 0 | 1 | 0 | 0 | 0 | 0 | 0 | 0 | 0 | 5 | 26 | 5 | 25
3491 | 146 | 5 | 26 | 11 | 1 | 0 | 0 | 0 | 1 | 0 | 0 | 1 | 0 | 0 | 0 | 0 | 0 | 0 | 0 | 5 | 26 | 5 | 25
3492 | 146 | 5 | 26 | 12 | 1 | 0 | 0 | 0 | 1 | 0 | 0 | 1 | 0 | 0 | 0 | 0 | 0 | 0 | 0 | 5 | 26 | 5 | 25
3493 | 146 | 5 | 26 | 13 | 1 | 0 | 0 | 0 | 1 | 0 | 0 | 1 | 0 | 0 | 0 | 0 | 0 | 0 | 0 | 5 | 26 | 5 | 25
3494 | 146 | 5 | 26 | 14 | 1 | 0 | 0 | 0 | 1 | 0 | 0 | 1 | 0 | 0 | 0 | 0 | 0 | 0 | 0 | 5 | 26 | 5 | 25
3495 | 146 | 5 | 26 | 15 | 1 | 0 | 0 | 0 | 1 | 0 | 0 | 1 | 0 | 0 | 0 | 0 | 0 | 0 | 0 | 5 | 26 | 5 | 25
3496 | 146 | 5 | 26 | 16 | 1 | 0 | 0 | 0 | 1 | 0 | 0 | 1 | 0 | 0 | 0 | 0 | 0 | 0 | 0 | 5 | 26 | 5 | 25
3497 | 146 | 5 | 26 | 17 | 1 | 0 | 0 | 0 | 1 | 0 | 0 | 1 | 0 | 0 | 0 | 0 | 0 | 0 | 0 | 5 | 26 | 5 | 25
3498 | 146 | 5 | 26 | 18 | 1 | 0 | 0 | 0 | 1 | 0 | 0 | 1 | 0 | 0 | 0 | 0 | 0 | 0 | 0 | 5 | 26 | 5 | 25
3499 | 146 | 5 | 26 | 19 | 1 | 0 | 0 | 0 | 1 | 0 | 0 | 1 | 0 | 0 | 0 | 0 | 0 | 0 | 0 | 5 | 26 | 5 | 25
3500 | 146 | 5 | 26 | 20 | 1 | 0 | 0 | 0 | 1 | 0 | 0 | 1 | 0 | 0 | 0 | 0 | 0 | 0 | 0 | 5 | 26 | 5 | 25
3501 | 146 | 5 | 26 | 21 | 1 | 0 | 0 | 0 | 1 | 0 | 0 | 1 | 0 | 0 | 0 | 0 | 0 | 0 | 0 | 5 | 26 | 5 | 25
3502 | 146 | 5 | 26 | 22 | 1 | 0 | 0 | 0 | 1 | 0 | 0 | 1 | 0 | 0 | 0 | 0 | 0 | 0 | 0 | 5 | 26 | 5 | 25
3503 | 146 | 5 | 26 | 23 | 1 | 0 | 0 | 0 | 1 | 0 | 0 | 1 | 0 | 0 | 0 | 0 | 0 | 0 | 0 | 5 | 26 | 5 | 25
3504 | 146 | 5 | 26 | 24 | 1 | 0 | 0 | 0 | 1 | 0 | 0 | 1 | 0 | 0 | 0 | 0 | 0 | 0 | 0 | 5 | 26 | 5 | 25
3505 | 147 | 5 | 27 | 1 | 0 | 0 | 0 | 0 | 1 | 0 | 0 | 1 | 0 | 0 | 0 | 0 | 0 | 0 | 0 | 5 | 27 | 5 | 26
3506 | 147 | 5 | 27 | 2 | 0 | 0 | 0 | 0 | 1 | 0 | 0 | 1 | 0 | 0 | 0 | 0 | 0 | 0 | 0 | 5 | 27 | 5 | 26
3507 | 147 | 5 | 27 | 3 | 0 | 0 | 0 | 0 | 1 | 0 | 0 | 1 | 0 | 0 | 0 | 0 | 0 | 0 | 0 | 5 | 27 | 5 | 26
3508 | 147 | 5 | 27 | 4 | 0 | 0 | 0 | 0 | 1 | 0 | 0 | 1 | 0 | 0 | 0 | 0 | 0 | 0 | 0 | 5 | 27 | 5 | 26
3509 | 147 | 5 | 27 | 5 | 0 | 0 | 0 | 0 | 1 | 0 | 0 | 1 | 0 | 0 | 0 | 0 | 0 | 0 | 0 | 5 | 27 | 5 | 26
3510 | 147 | 5 | 27 | 6 | 0 | 0 | 0 | 0 | 1 | 0 | 0 | 1 | 0 | 0 | 0 | 0 | 0 | 0 | 0 | 5 | 27 | 5 | 26
3511 | 147 | 5 | 27 | 7 | 0 | 0 | 0 | 0 | 1 | 0 | 0 | 1 | 0 | 0 | 0 | 0 | 0 | 0 | 0 | 5 | 27 | 5 | 26
3512 | 147 | 5 | 27 | 8 | 0 | 0 | 0 | 0 | 1 | 0 | 0 | 1 | 0 | 0 | 0 | 0 | 0 | 0 | 0 | 5 | 27 | 5 | 26
3513 | 147 | 5 | 27 | 9 | 0 | 0 | 0 | 0 | 1 | 0 | 0 | 1 | 0 | 0 | 0 | 0 | 0 | 0 | 0 | 5 | 27 | 5 | 26
3514 | 147 | 5 | 27 | 10 | 0 | 0 | 0 | 0 | 1 | 0 | 0 | 1 | 0 | 0 | 0 | 0 | 0 | 0 | 0 | 5 | 27 | 5 | 26
3515 | 147 | 5 | 27 | 11 | 0 | 0 | 0 | 0 | 1 | 0 | 0 | 1 | 0 | 0 | 0 | 0 | 0 | 0 | 0 | 5 | 27 | 5 | 26
3516 | 147 | 5 | 27 | 12 | 0 | 0 | 0 | 0 | 1 | 0 | 0 | 1 | 0 | 0 | 0 | 0 | 0 | 0 | 0 | 5 | 27 | 5 | 26
3517 | 147 | 5 | 27 | 13 | 0 | 0 | 0 | 0 | 1 | 0 | 0 | 1 | 0 | 0 | 0 | 0 | 0 | 0 | 0 | 5 | 27 | 5 | 26
3518 | 147 | 5 | 27 | 14 | 0 | 0 | 0 | 0 | 1 | 0 | 0 | 1 | 0 | 0 | 0 | 0 | 0 | 0 | 0 | 5 | 27 | 5 | 26
3519 | 147 | 5 | 27 | 15 | 0 | 0 | 0 | 0 | 1 | 0 | 0 | 1 | 0 | 0 | 0 | 0 | 0 | 0 | 0 | 5 | 27 | 5 | 26
3520 | 147 | 5 | 27 | 16 | 0 | 0 | 0 | 0 | 1 | 0 | 0 | 1 | 0 | 0 | 0 | 0 | 0 | 0 | 0 | 5 | 27 | 5 | 26
3521 | 147 | 5 | 27 | 17 | 0 | 0 | 0 | 0 | 1 | 0 | 0 | 1 | 0 | 0 | 0 | 0 | 0 | 0 | 0 | 5 | 27 | 5 | 26
3522 | 147 | 5 | 27 | 18 | 0 | 0 | 0 | 0 | 1 | 0 | 0 | 1 | 0 | 0 | 0 | 0 | 0 | 0 | 0 | 5 | 27 | 5 | 26
3523 | 147 | 5 | 27 | 19 | 0 | 0 | 0 | 0 | 1 | 0 | 0 | 1 | 0 | 0 | 0 | 0 | 0 | 0 | 0 | 5 | 27 | 5 | 26
3524 | 147 | 5 | 27 | 20 | 0 | 0 | 0 | 0 | 1 | 0 | 0 | 1 | 0 | 0 | 0 | 0 | 0 | 0 | 0 | 5 | 27 | 5 | 26
3525 | 147 | 5 | 27 | 21 | 0 | 0 | 0 | 0 | 1 | 0 | 0 | 1 | 0 | 0 | 0 | 0 | 0 | 0 | 0 | 5 | 27 | 5 | 26
3526 | 147 | 5 | 27 | 22 | 0 | 0 | 0 | 0 | 1 | 0 | 0 | 1 | 0 | 0 | 0 | 0 | 0 | 0 | 0 | 5 | 27 | 5 | 26
3527 | 147 | 5 | 27 | 23 | 0 | 0 | 0 | 0 | 1 | 0 | 0 | 1 | 0 | 0 | 0 | 0 | 0 | 0 | 0 | 5 | 27 | 5 | 26
3528 | 147 | 5 | 27 | 24 | 0 | 0 | 0 | 0 | 1 | 0 | 0 | 1 | 0 | 0 | 0 | 0 | 0 | 0 | 0 | 5 | 27 | 5 | 26
3529 | 148 | 5 | 28 | 1 | 0 | 0 | 0 | 0 | 1 | 0 | 0 | 1 | 0 | 0 | 0 | 0 | 0 | 0 | 0 | 5 | 28 | 5 | 27
3530 | 148 | 5 | 28 | 2 | 0 | 0 | 0 | 0 | 1 | 0 | 0 | 1 | 0 | 0 | 0 | 0 | 0 | 0 | 0 | 5 | 28 | 5 | 27
3531 | 148 | 5 | 28 | 3 | 0 | 0 | 0 | 0 | 1 | 0 | 0 | 1 | 0 | 0 | 0 | 0 | 0 | 0 | 0 | 5 | 28 | 5 | 27
3532 | 148 | 5 | 28 | 4 | 0 | 0 | 0 | 0 | 1 | 0 | 0 | 1 | 0 | 0 | 0 | 0 | 0 | 0 | 0 | 5 | 28 | 5 | 27
3533 | 148 | 5 | 28 | 5 | 0 | 0 | 0 | 0 | 1 | 0 | 0 | 1 | 0 | 0 | 0 | 0 | 0 | 0 | 0 | 5 | 28 | 5 | 27
3534 | 148 | 5 | 28 | 6 | 0 | 0 | 0 | 0 | 1 | 0 | 0 | 1 | 0 | 0 | 0 | 0 | 0 | 0 | 0 | 5 | 28 | 5 | 27
3535 | 148 | 5 | 28 | 7 | 0 | 0 | 0 | 0 | 1 | 0 | 0 | 1 | 0 | 0 | 0 | 0 | 0 | 0 | 0 | 5 | 28 | 5 | 27
3536 | 148 | 5 | 28 | 8 | 0 | 0 | 0 | 0 | 1 | 0 | 0 | 1 | 0 | 0 | 0 | 0 | 0 | 0 | 0 | 5 | 28 | 5 | 27
3537 | 148 | 5 | 28 | 9 | 0 | 0 | 0 | 0 | 1 | 0 | 0 | 1 | 0 | 0 | 0 | 0 | 0 | 0 | 0 | 5 | 28 | 5 | 27
3538 | 148 | 5 | 28 | 10 | 0 | 0 | 0 | 0 | 1 | 0 | 0 | 1 | 0 | 0 | 0 | 0 | 0 | 0 | 0 | 5 | 28 | 5 | 27
3539 | 148 | 5 | 28 | 11 | 0 | 0 | 0 | 0 | 1 | 0 | 0 | 1 | 0 | 0 | 0 | 0 | 0 | 0 | 0 | 5 | 28 | 5 | 27
3540 | 148 | 5 | 28 | 12 | 0 | 0 | 0 | 0 | 1 | 0 | 0 | 1 | 0 | 0 | 0 | 0 | 0 | 0 | 0 | 5 | 28 | 5 | 27
3541 | 148 | 5 | 28 | 13 | 0 | 0 | 0 | 0 | 1 | 0 | 0 | 1 | 0 | 0 | 0 | 0 | 0 | 0 | 0 | 5 | 28 | 5 | 27
3542 | 148 | 5 | 28 | 14 | 0 | 0 | 0 | 0 | 1 | 0 | 0 | 1 | 0 | 0 | 0 | 0 | 0 | 0 | 0 | 5 | 28 | 5 | 27
3543 | 148 | 5 | 28 | 15 | 0 | 0 | 0 | 0 | 1 | 0 | 0 | 1 | 0 | 0 | 0 | 0 | 0 | 0 | 0 | 5 | 28 | 5 | 27
3544 | 148 | 5 | 28 | 16 | 0 | 0 | 0 | 0 | 1 | 0 | 0 | 1 | 0 | 0 | 0 | 0 | 0 | 0 | 0 | 5 | 28 | 5 | 27
3545 | 148 | 5 | 28 | 17 | 0 | 0 | 0 | 0 | 1 | 0 | 0 | 1 | 0 | 0 | 0 | 0 | 0 | 0 | 0 | 5 | 28 | 5 | 27
3546 | 148 | 5 | 28 | 18 | 0 | 0 | 0 | 0 | 1 | 0 | 0 | 1 | 0 | 0 | 0 | 0 | 0 | 0 | 0 | 5 | 28 | 5 | 27
3547 | 148 | 5 | 28 | 19 | 0 | 0 | 0 | 0 | 1 | 0 | 0 | 1 | 0 | 0 | 0 | 0 | 0 | 0 | 0 | 5 | 28 | 5 | 27
3548 | 148 | 5 | 28 | 20 | 0 | 0 | 0 | 0 | 1 | 0 | 0 | 1 | 0 | 0 | 0 | 0 | 0 | 0 | 0 | 5 | 28 | 5 | 27
3549 | 148 | 5 | 28 | 21 | 0 | 0 | 0 | 0 | 1 | 0 | 0 | 1 | 0 | 0 | 0 | 0 | 0 | 0 | 0 | 5 | 28 | 5 | 27
3550 | 148 | 5 | 28 | 22 | 0 | 0 | 0 | 0 | 1 | 0 | 0 | 1 | 0 | 0 | 0 | 0 | 0 | 0 | 0 | 5 | 28 | 5 | 27
3551 | 148 | 5 | 28 | 23 | 0 | 0 | 0 | 0 | 1 | 0 | 0 | 1 | 0 | 0 | 0 | 0 | 0 | 0 | 0 | 5 | 28 | 5 | 27
3552 | 148 | 5 | 28 | 24 | 0 | 0 | 0 | 0 | 1 | 0 | 0 | 1 | 0 | 0 | 0 | 0 | 0 | 0 | 0 | 5 | 28 | 5 | 27
3553 | 149 | 5 | 29 | 1 | 1 | 0 | 0 | 0 | 1 | 0 | 0 | 1 | 0 | 0 | 0 | 0 | 0 | 0 | 0 | 5 | 29 | 5 | 28
3554 | 149 | 5 | 29 | 2 | 1 | 0 | 0 | 0 | 1 | 0 | 0 | 1 | 0 | 0 | 0 | 0 | 0 | 0 | 0 | 5 | 29 | 5 | 28
3555 | 149 | 5 | 29 | 3 | 1 | 0 | 0 | 0 | 1 | 0 | 0 | 1 | 0 | 0 | 0 | 0 | 0 | 0 | 0 | 5 | 29 | 5 | 28
3556 | 149 | 5 | 29 | 4 | 1 | 0 | 0 | 0 | 1 | 0 | 0 | 1 | 0 | 0 | 0 | 0 | 0 | 0 | 0 | 5 | 29 | 5 | 28
3557 | 149 | 5 | 29 | 5 | 1 | 0 | 0 | 0 | 1 | 0 | 0 | 1 | 0 | 0 | 0 | 0 | 0 | 0 | 0 | 5 | 29 | 5 | 28
3558 | 149 | 5 | 29 | 6 | 1 | 0 | 0 | 0 | 1 | 0 | 0 | 1 | 0 | 0 | 0 | 0 | 0 | 0 | 0 | 5 | 29 | 5 | 28
3559 | 149 | 5 | 29 | 7 | 1 | 0 | 0 | 0 | 1 | 0 | 0 | 1 | 0 | 0 | 0 | 0 | 0 | 0 | 0 | 5 | 29 | 5 | 28
3560 | 149 | 5 | 29 | 8 | 1 | 0 | 0 | 0 | 1 | 0 | 0 | 1 | 0 | 0 | 0 | 0 | 0 | 0 | 0 | 5 | 29 | 5 | 28
3561 | 149 | 5 | 29 | 9 | 1 | 0 | 0 | 0 | 1 | 0 | 0 | 1 | 0 | 0 | 0 | 0 | 0 | 0 | 0 | 5 | 29 | 5 | 28
3562 | 149 | 5 | 29 | 10 | 1 | 0 | 0 | 0 | 1 | 0 | 0 | 1 | 0 | 0 | 0 | 0 | 0 | 0 | 0 | 5 | 29 | 5 | 28
3563 | 149 | 5 | 29 | 11 | 1 | 0 | 0 | 0 | 1 | 0 | 0 | 1 | 0 | 0 | 0 | 0 | 0 | 0 | 0 | 5 | 29 | 5 | 28
3564 | 149 | 5 | 29 | 12 | 1 | 0 | 0 | 0 | 1 | 0 | 0 | 1 | 0 | 0 | 0 | 0 | 0 | 0 | 0 | 5 | 29 | 5 | 28
3565 | 149 | 5 | 29 | 13 | 1 | 0 | 0 | 0 | 1 | 0 | 0 | 1 | 0 | 0 | 0 | 0 | 0 | 0 | 0 | 5 | 29 | 5 | 28
3566 | 149 | 5 | 29 | 14 | 1 | 0 | 0 | 0 | 1 | 0 | 0 | 1 | 0 | 0 | 0 | 0 | 0 | 0 | 0 | 5 | 29 | 5 | 28
3567 | 149 | 5 | 29 | 15 | 1 | 0 | 0 | 0 | 1 | 0 | 0 | 1 | 0 | 0 | 0 | 0 | 0 | 0 | 0 | 5 | 29 | 5 | 28
3568 | 149 | 5 | 29 | 16 | 1 | 0 | 0 | 0 | 1 | 0 | 0 | 1 | 0 | 0 | 0 | 0 | 0 | 0 | 0 | 5 | 29 | 5 | 28
3569 | 149 | 5 | 29 | 17 | 1 | 0 | 0 | 0 | 1 | 0 | 0 | 1 | 0 | 0 | 0 | 0 | 0 | 0 | 0 | 5 | 29 | 5 | 28
3570 | 149 | 5 | 29 | 18 | 1 | 0 | 0 | 0 | 1 | 0 | 0 | 1 | 0 | 0 | 0 | 0 | 0 | 0 | 0 | 5 | 29 | 5 | 28
3571 | 149 | 5 | 29 | 19 | 1 | 0 | 0 | 0 | 1 | 0 | 0 | 1 | 0 | 0 | 0 | 0 | 0 | 0 | 0 | 5 | 29 | 5 | 28
3572 | 149 | 5 | 29 | 20 | 1 | 0 | 0 | 0 | 1 | 0 | 0 | 1 | 0 | 0 | 0 | 0 | 0 | 0 | 0 | 5 | 29 | 5 | 28
3573 | 149 | 5 | 29 | 21 | 1 | 0 | 0 | 0 | 1 | 0 | 0 | 1 | 0 | 0 | 0 | 0 | 0 | 0 | 0 | 5 | 29 | 5 | 28
3574 | 149 | 5 | 29 | 22 | 1 | 0 | 0 | 0 | 1 | 0 | 0 | 1 | 0 | 0 | 0 | 0 | 0 | 0 | 0 | 5 | 29 | 5 | 28
3575 | 149 | 5 | 29 | 23 | 1 | 0 | 0 | 0 | 1 | 0 | 0 | 1 | 0 | 0 | 0 | 0 | 0 | 0 | 0 | 5 | 29 | 5 | 28
3576 | 149 | 5 | 29 | 24 | 1 | 0 | 0 | 0 | 1 | 0 | 0 | 1 | 0 | 0 | 0 | 0 | 0 | 0 | 0 | 5 | 29 | 5 | 28
3577 | 150 | 5 | 30 | 1 | 1 | 0 | 0 | 0 | 1 | 0 | 0 | 1 | 0 | 0 | 0 | 0 | 0 | 0 | 0 | 5 | 30 | 5 | 29
3578 | 150 | 5 | 30 | 2 | 1 | 0 | 0 | 0 | 1 | 0 | 0 | 1 | 0 | 0 | 0 | 0 | 0 | 0 | 0 | 5 | 30 | 5 | 29
3579 | 150 | 5 | 30 | 3 | 1 | 0 | 0 | 0 | 1 | 0 | 0 | 1 | 0 | 0 | 0 | 0 | 0 | 0 | 0 | 5 | 30 | 5 | 29
3580 | 150 | 5 | 30 | 4 | 1 | 0 | 0 | 0 | 1 | 0 | 0 | 1 | 0 | 0 | 0 | 0 | 0 | 0 | 0 | 5 | 30 | 5 | 29
3581 | 150 | 5 | 30 | 5 | 1 | 0 | 0 | 0 | 1 | 0 | 0 | 1 | 0 | 0 | 0 | 0 | 0 | 0 | 0 | 5 | 30 | 5 | 29
3582 | 150 | 5 | 30 | 6 | 1 | 0 | 0 | 0 | 1 | 0 | 0 | 1 | 0 | 0 | 0 | 0 | 0 | 0 | 0 | 5 | 30 | 5 | 29
3583 | 150 | 5 | 30 | 7 | 1 | 0 | 0 | 0 | 1 | 0 | 0 | 1 | 0 | 0 | 0 | 0 | 0 | 0 | 0 | 5 | 30 | 5 | 29
3584 | 150 | 5 | 30 | 8 | 1 | 0 | 0 | 0 | 1 | 0 | 0 | 1 | 0 | 0 | 0 | 0 | 0 | 0 | 0 | 5 | 30 | 5 | 29
3585 | 150 | 5 | 30 | 9 | 1 | 0 | 0 | 0 | 1 | 0 | 0 | 1 | 0 | 0 | 0 | 0 | 0 | 0 | 0 | 5 | 30 | 5 | 29
3586 | 150 | 5 | 30 | 10 | 1 | 0 | 0 | 0 | 1 | 0 | 0 | 1 | 0 | 0 | 0 | 0 | 0 | 0 | 0 | 5 | 30 | 5 | 29
3587 | 150 | 5 | 30 | 11 | 1 | 0 | 0 | 0 | 1 | 0 | 0 | 1 | 0 | 0 | 0 | 0 | 0 | 0 | 0 | 5 | 30 | 5 | 29
3588 | 150 | 5 | 30 | 12 | 1 | 0 | 0 | 0 | 1 | 0 | 0 | 1 | 0 | 0 | 0 | 0 | 0 | 0 | 0 | 5 | 30 | 5 | 29
3589 | 150 | 5 | 30 | 13 | 1 | 0 | 0 | 0 | 1 | 0 | 0 | 1 | 0 | 0 | 0 | 0 | 0 | 0 | 0 | 5 | 30 | 5 | 29
3590 | 150 | 5 | 30 | 14 | 1 | 0 | 0 | 0 | 1 | 0 | 0 | 1 | 0 | 0 | 0 | 0 | 0 | 0 | 0 | 5 | 30 | 5 | 29
3591 | 150 | 5 | 30 | 15 | 1 | 0 | 0 | 0 | 1 | 0 | 0 | 1 | 0 | 0 | 0 | 0 | 0 | 0 | 0 | 5 | 30 | 5 | 29
3592 | 150 | 5 | 30 | 16 | 1 | 0 | 0 | 0 | 1 | 0 | 0 | 1 | 0 | 0 | 0 | 0 | 0 | 0 | 0 | 5 | 30 | 5 | 29
3593 | 150 | 5 | 30 | 17 | 1 | 0 | 0 | 0 | 1 | 0 | 0 | 1 | 0 | 0 | 0 | 0 | 0 | 0 | 0 | 5 | 30 | 5 | 29
3594 | 150 | 5 | 30 | 18 | 1 | 0 | 0 | 0 | 1 | 0 | 0 | 1 | 0 | 0 | 0 | 0 | 0 | 0 | 0 | 5 | 30 | 5 | 29
3595 | 150 | 5 | 30 | 19 | 1 | 0 | 0 | 0 | 1 | 0 | 0 | 1 | 0 | 0 | 0 | 0 | 0 | 0 | 0 | 5 | 30 | 5 | 29
3596 | 150 | 5 | 30 | 20 | 1 | 0 | 0 | 0 | 1 | 0 | 0 | 1 | 0 | 0 | 0 | 0 | 0 | 0 | 0 | 5 | 30 | 5 | 29
3597 | 150 | 5 | 30 | 21 | 1 | 0 | 0 | 0 | 1 | 0 | 0 | 1 | 0 | 0 | 0 | 0 | 0 | 0 | 0 | 5 | 30 | 5 | 29
3598 | 150 | 5 | 30 | 22 | 1 | 0 | 0 | 0 | 1 | 0 | 0 | 1 | 0 | 0 | 0 | 0 | 0 | 0 | 0 | 5 | 30 | 5 | 29
3599 | 150 | 5 | 30 | 23 | 1 | 0 | 0 | 0 | 1 | 0 | 0 | 1 | 0 | 0 | 0 | 0 | 0 | 0 | 0 | 5 | 30 | 5 | 29
3600 | 150 | 5 | 30 | 24 | 1 | 0 | 0 | 0 | 1 | 0 | 0 | 1 | 0 | 0 | 0 | 0 | 0 | 0 | 0 | 5 | 30 | 5 | 29
3601 | 151 | 5 | 31 | 1 | 1 | 0 | 0 | 0 | 1 | 0 | 0 | 1 | 0 | 0 | 0 | 0 | 0 | 0 | 0 | 5 | 31 | 5 | 30
3602 | 151 | 5 | 31 | 2 | 1 | 0 | 0 | 0 | 1 | 0 | 0 | 1 | 0 | 0 | 0 | 0 | 0 | 0 | 0 | 5 | 31 | 5 | 30
3603 | 151 | 5 | 31 | 3 | 1 | 0 | 0 | 0 | 1 | 0 | 0 | 1 | 0 | 0 | 0 | 0 | 0 | 0 | 0 | 5 | 31 | 5 | 30
3604 | 151 | 5 | 31 | 4 | 1 | 0 | 0 | 0 | 1 | 0 | 0 | 1 | 0 | 0 | 0 | 0 | 0 | 0 | 0 | 5 | 31 | 5 | 30
3605 | 151 | 5 | 31 | 5 | 1 | 0 | 0 | 0 | 1 | 0 | 0 | 1 | 0 | 0 | 0 | 0 | 0 | 0 | 0 | 5 | 31 | 5 | 30
3606 | 151 | 5 | 31 | 6 | 1 | 0 | 0 | 0 | 1 | 0 | 0 | 1 | 0 | 0 | 0 | 0 | 0 | 0 | 0 | 5 | 31 | 5 | 30
3607 | 151 | 5 | 31 | 7 | 1 | 0 | 0 | 0 | 1 | 0 | 0 | 1 | 0 | 0 | 0 | 0 | 0 | 0 | 0 | 5 | 31 | 5 | 30
3608 | 151 | 5 | 31 | 8 | 1 | 0 | 0 | 0 | 1 | 0 | 0 | 1 | 0 | 0 | 0 | 0 | 0 | 0 | 0 | 5 | 31 | 5 | 30
3609 | 151 | 5 | 31 | 9 | 1 | 0 | 0 | 0 | 1 | 0 | 0 | 1 | 0 | 0 | 0 | 0 | 0 | 0 | 0 | 5 | 31 | 5 | 30
3610 | 151 | 5 | 31 | 10 | 1 | 0 | 0 | 0 | 1 | 0 | 0 | 1 | 0 | 0 | 0 | 0 | 0 | 0 | 0 | 5 | 31 | 5 | 30
3611 | 151 | 5 | 31 | 11 | 1 | 0 | 0 | 0 | 1 | 0 | 0 | 1 | 0 | 0 | 0 | 0 | 0 | 0 | 0 | 5 | 31 | 5 | 30
3612 | 151 | 5 | 31 | 12 | 1 | 0 | 0 | 0 | 1 | 0 | 0 | 1 | 0 | 0 | 0 | 0 | 0 | 0 | 0 | 5 | 31 | 5 | 30
3613 | 151 | 5 | 31 | 13 | 1 | 0 | 0 | 0 | 1 | 0 | 0 | 1 | 0 | 0 | 0 | 0 | 0 | 0 | 0 | 5 | 31 | 5 | 30
3614 | 151 | 5 | 31 | 14 | 1 | 0 | 0 | 0 | 1 | 0 | 0 | 1 | 0 | 0 | 0 | 0 | 0 | 0 | 0 | 5 | 31 | 5 | 30
3615 | 151 | 5 | 31 | 15 | 1 | 0 | 0 | 0 | 1 | 0 | 0 | 1 | 0 | 0 | 0 | 0 | 0 | 0 | 0 | 5 | 31 | 5 | 30
3616 | 151 | 5 | 31 | 16 | 1 | 0 | 0 | 0 | 1 | 0 | 0 | 1 | 0 | 0 | 0 | 0 | 0 | 0 | 0 | 5 | 31 | 5 | 30
3617 | 151 | 5 | 31 | 17 | 1 | 0 | 0 | 0 | 1 | 0 | 0 | 1 | 0 | 0 | 0 | 0 | 0 | 0 | 0 | 5 | 31 | 5 | 30
3618 | 151 | 5 | 31 | 18 | 1 | 0 | 0 | 0 | 1 | 0 | 0 | 1 | 0 | 0 | 0 | 0 | 0 | 0 | 0 | 5 | 31 | 5 | 30
3619 | 151 | 5 | 31 | 19 | 1 | 0 | 0 | 0 | 1 | 0 | 0 | 1 | 0 | 0 | 0 | 0 | 0 | 0 | 0 | 5 | 31 | 5 | 30
3620 | 151 | 5 | 31 | 20 | 1 | 0 | 0 | 0 | 1 | 0 | 0 | 1 | 0 | 0 | 0 | 0 | 0 | 0 | 0 | 5 | 31 | 5 | 30
3621 | 151 | 5 | 31 | 21 | 1 | 0 | 0 | 0 | 1 | 0 | 0 | 1 | 0 | 0 | 0 | 0 | 0 | 0 | 0 | 5 | 31 | 5 | 30
3622 | 151 | 5 | 31 | 22 | 1 | 0 | 0 | 0 | 1 | 0 | 0 | 1 | 0 | 0 | 0 | 0 | 0 | 0 | 0 | 5 | 31 | 5 | 30
3623 | 151 | 5 | 31 | 23 | 1 | 0 | 0 | 0 | 1 | 0 | 0 | 1 | 0 | 0 | 0 | 0 | 0 | 0 | 0 | 5 | 31 | 5 | 30
3624 | 151 | 5 | 31 | 24 | 1 | 0 | 0 | 0 | 1 | 0 | 0 | 1 | 0 | 0 | 0 | 0 | 0 | 0 | 0 | 5 | 31 | 5 | 30
3625 | 152 | 6 | 1 | 1 | 1 | 0 | 0 | 0 | 0 | 0 | 1 | 1 | 0 | 0 | 0 | 0 | 0 | 0 | 0 | 6 | 1 | 5 | 31
3626 | 152 | 6 | 1 | 2 | 1 | 0 | 0 | 0 | 0 | 0 | 1 | 1 | 0 | 0 | 0 | 0 | 0 | 0 | 0 | 6 | 1 | 5 | 31
3627 | 152 | 6 | 1 | 3 | 1 | 0 | 0 | 0 | 0 | 0 | 1 | 1 | 0 | 0 | 0 | 0 | 0 | 0 | 0 | 6 | 1 | 5 | 31
3628 | 152 | 6 | 1 | 4 | 1 | 0 | 0 | 0 | 0 | 0 | 1 | 1 | 0 | 0 | 0 | 0 | 0 | 0 | 0 | 6 | 1 | 5 | 31
3629 | 152 | 6 | 1 | 5 | 1 | 0 | 0 | 0 | 0 | 0 | 1 | 1 | 0 | 0 | 0 | 0 | 0 | 0 | 0 | 6 | 1 | 5 | 31
3630 | 152 | 6 | 1 | 6 | 1 | 0 | 0 | 0 | 0 | 0 | 1 | 1 | 0 | 0 | 0 | 0 | 0 | 0 | 0 | 6 | 1 | 5 | 31
3631 | 152 | 6 | 1 | 7 | 1 | 0 | 0 | 0 | 0 | 0 | 1 | 1 | 0 | 0 | 0 | 0 | 0 | 0 | 0 | 6 | 1 | 5 | 31
3632 | 152 | 6 | 1 | 8 | 1 | 0 | 0 | 0 | 0 | 0 | 1 | 1 | 0 | 0 | 0 | 0 | 0 | 0 | 0 | 6 | 1 | 5 | 31
3633 | 152 | 6 | 1 | 9 | 1 | 0 | 0 | 0 | 0 | 0 | 1 | 1 | 0 | 0 | 0 | 0 | 0 | 0 | 0 | 6 | 1 | 5 | 31
3634 | 152 | 6 | 1 | 10 | 1 | 0 | 0 | 0 | 0 | 0 | 1 | 1 | 0 | 0 | 0 | 0 | 0 | 0 | 0 | 6 | 1 | 5 | 31
3635 | 152 | 6 | 1 | 11 | 1 | 0 | 0 | 0 | 0 | 0 | 1 | 1 | 0 | 0 | 0 | 0 | 0 | 0 | 0 | 6 | 1 | 5 | 31
3636 | 152 | 6 | 1 | 12 | 1 | 0 | 0 | 0 | 0 | 0 | 1 | 1 | 0 | 0 | 0 | 0 | 0 | 0 | 0 | 6 | 1 | 5 | 31
3637 | 152 | 6 | 1 | 13 | 1 | 0 | 0 | 0 | 0 | 0 | 1 | 1 | 0 | 0 | 0 | 0 | 0 | 0 | 0 | 6 | 1 | 5 | 31
3638 | 152 | 6 | 1 | 14 | 1 | 0 | 0 | 0 | 0 | 1 | 0 | 1 | 0 | 0 | 0 | 0 | 0 | 0 | 0 | 6 | 1 | 5 | 31
3639 | 152 | 6 | 1 | 15 | 1 | 0 | 0 | 0 | 0 | 1 | 0 | 1 | 0 | 0 | 0 | 0 | 0 | 0 | 0 | 6 | 1 | 5 | 31
3640 | 152 | 6 | 1 | 16 | 1 | 0 | 0 | 0 | 0 | 1 | 0 | 1 | 0 | 0 | 0 | 0 | 0 | 0 | 0 | 6 | 1 | 5 | 31
3641 | 152 | 6 | 1 | 17 | 1 | 0 | 0 | 0 | 0 | 1 | 0 | 1 | 0 | 0 | 0 | 0 | 0 | 0 | 0 | 6 | 1 | 5 | 31
3642 | 152 | 6 | 1 | 18 | 1 | 0 | 0 | 0 | 0 | 1 | 0 | 1 | 0 | 0 | 0 | 0 | 0 | 0 | 0 | 6 | 1 | 5 | 31
3643 | 152 | 6 | 1 | 19 | 1 | 0 | 0 | 0 | 0 | 1 | 0 | 1 | 0 | 0 | 0 | 0 | 0 | 0 | 0 | 6 | 1 | 5 | 31
3644 | 152 | 6 | 1 | 20 | 1 | 0 | 0 | 0 | 0 | 0 | 1 | 1 | 0 | 0 | 0 | 0 | 0 | 0 | 0 | 6 | 1 | 5 | 31
3645 | 152 | 6 | 1 | 21 | 1 | 0 | 0 | 0 | 0 | 0 | 1 | 1 | 0 | 0 | 0 | 0 | 0 | 0 | 0 | 6 | 1 | 5 | 31
3646 | 152 | 6 | 1 | 22 | 1 | 0 | 0 | 0 | 0 | 0 | 1 | 1 | 0 | 0 | 0 | 0 | 0 | 0 | 0 | 6 | 1 | 5 | 31
3647 | 152 | 6 | 1 | 23 | 1 | 0 | 0 | 0 | 0 | 0 | 1 | 1 | 0 | 0 | 0 | 0 | 0 | 0 | 0 | 6 | 1 | 5 | 31
3648 | 152 | 6 | 1 | 24 | 1 | 0 | 0 | 0 | 0 | 0 | 1 | 1 | 0 | 0 | 0 | 0 | 0 | 0 | 0 | 6 | 1 | 5 | 31
3649 | 153 | 6 | 2 | 1 | 1 | 0 | 0 | 0 | 0 | 0 | 1 | 1 | 0 | 0 | 0 | 0 | 0 | 0 | 0 | 6 | 2 | 6 | 1
3650 | 153 | 6 | 2 | 2 | 1 | 0 | 0 | 0 | 0 | 0 | 1 | 1 | 0 | 0 | 0 | 0 | 0 | 0 | 0 | 6 | 2 | 6 | 1
3651 | 153 | 6 | 2 | 3 | 1 | 0 | 0 | 0 | 0 | 0 | 1 | 1 | 0 | 0 | 0 | 0 | 0 | 0 | 0 | 6 | 2 | 6 | 1
3652 | 153 | 6 | 2 | 4 | 1 | 0 | 0 | 0 | 0 | 0 | 1 | 1 | 0 | 0 | 0 | 0 | 0 | 0 | 0 | 6 | 2 | 6 | 1
3653 | 153 | 6 | 2 | 5 | 1 | 0 | 0 | 0 | 0 | 0 | 1 | 1 | 0 | 0 | 0 | 0 | 0 | 0 | 0 | 6 | 2 | 6 | 1
3654 | 153 | 6 | 2 | 6 | 1 | 0 | 0 | 0 | 0 | 0 | 1 | 1 | 0 | 0 | 0 | 0 | 0 | 0 | 0 | 6 | 2 | 6 | 1
3655 | 153 | 6 | 2 | 7 | 1 | 0 | 0 | 0 | 0 | 0 | 1 | 1 | 0 | 0 | 0 | 0 | 0 | 0 | 0 | 6 | 2 | 6 | 1
3656 | 153 | 6 | 2 | 8 | 1 | 0 | 0 | 0 | 0 | 0 | 1 | 1 | 0 | 0 | 0 | 0 | 0 | 0 | 0 | 6 | 2 | 6 | 1
3657 | 153 | 6 | 2 | 9 | 1 | 0 | 0 | 0 | 0 | 0 | 1 | 1 | 0 | 0 | 0 | 0 | 0 | 0 | 0 | 6 | 2 | 6 | 1
3658 | 153 | 6 | 2 | 10 | 1 | 0 | 0 | 0 | 0 | 0 | 1 | 1 | 0 | 0 | 0 | 0 | 0 | 0 | 0 | 6 | 2 | 6 | 1
3659 | 153 | 6 | 2 | 11 | 1 | 0 | 0 | 0 | 0 | 0 | 1 | 1 | 0 | 0 | 0 | 0 | 0 | 0 | 0 | 6 | 2 | 6 | 1
3660 | 153 | 6 | 2 | 12 | 1 | 0 | 0 | 0 | 0 | 0 | 1 | 1 | 0 | 0 | 0 | 0 | 0 | 0 | 0 | 6 | 2 | 6 | 1
3661 | 153 | 6 | 2 | 13 | 1 | 0 | 0 | 0 | 0 | 0 | 1 | 1 | 0 | 0 | 0 | 0 | 0 | 0 | 0 | 6 | 2 | 6 | 1
3662 | 153 | 6 | 2 | 14 | 1 | 0 | 0 | 0 | 0 | 1 | 0 | 1 | 0 | 0 | 0 | 0 | 0 | 0 | 0 | 6 | 2 | 6 | 1
3663 | 153 | 6 | 2 | 15 | 1 | 0 | 0 | 0 | 0 | 1 | 0 | 1 | 0 | 0 | 0 | 0 | 0 | 0 | 0 | 6 | 2 | 6 | 1
3664 | 153 | 6 | 2 | 16 | 1 | 0 | 0 | 0 | 0 | 1 | 0 | 1 | 0 | 0 | 0 | 0 | 0 | 0 | 0 | 6 | 2 | 6 | 1
3665 | 153 | 6 | 2 | 17 | 1 | 0 | 0 | 0 | 0 | 1 | 0 | 1 | 0 | 0 | 0 | 0 | 0 | 0 | 0 | 6 | 2 | 6 | 1
3666 | 153 | 6 | 2 | 18 | 1 | 0 | 0 | 0 | 0 | 1 | 0 | 1 | 0 | 0 | 0 | 0 | 0 | 0 | 0 | 6 | 2 | 6 | 1
3667 | 153 | 6 | 2 | 19 | 1 | 0 | 0 | 0 | 0 | 1 | 0 | 1 | 0 | 0 | 0 | 0 | 0 | 0 | 0 | 6 | 2 | 6 | 1
3668 | 153 | 6 | 2 | 20 | 1 | 0 | 0 | 0 | 0 | 0 | 1 | 1 | 0 | 0 | 0 | 0 | 0 | 0 | 0 | 6 | 2 | 6 | 1
3669 | 153 | 6 | 2 | 21 | 1 | 0 | 0 | 0 | 0 | 0 | 1 | 1 | 0 | 0 | 0 | 0 | 0 | 0 | 0 | 6 | 2 | 6 | 1
3670 | 153 | 6 | 2 | 22 | 1 | 0 | 0 | 0 | 0 | 0 | 1 | 1 | 0 | 0 | 0 | 0 | 0 | 0 | 0 | 6 | 2 | 6 | 1
3671 | 153 | 6 | 2 | 23 | 1 | 0 | 0 | 0 | 0 | 0 | 1 | 1 | 0 | 0 | 0 | 0 | 0 | 0 | 0 | 6 | 2 | 6 | 1
3672 | 153 | 6 | 2 | 24 | 1 | 0 | 0 | 0 | 0 | 0 | 1 | 1 | 0 | 0 | 0 | 0 | 0 | 0 | 0 | 6 | 2 | 6 | 1
3673 | 154 | 6 | 3 | 1 | 0 | 0 | 0 | 0 | 0 | 0 | 1 | 1 | 0 | 0 | 0 | 0 | 0 | 0 | 0 | 6 | 3 | 6 | 2
3674 | 154 | 6 | 3 | 2 | 0 | 0 | 0 | 0 | 0 | 0 | 1 | 1 | 0 | 0 | 0 | 0 | 0 | 0 | 0 | 6 | 3 | 6 | 2
3675 | 154 | 6 | 3 | 3 | 0 | 0 | 0 | 0 | 0 | 0 | 1 | 1 | 0 | 0 | 0 | 0 | 0 | 0 | 0 | 6 | 3 | 6 | 2
3676 | 154 | 6 | 3 | 4 | 0 | 0 | 0 | 0 | 0 | 0 | 1 | 1 | 0 | 0 | 0 | 0 | 0 | 0 | 0 | 6 | 3 | 6 | 2
3677 | 154 | 6 | 3 | 5 | 0 | 0 | 0 | 0 | 0 | 0 | 1 | 1 | 0 | 0 | 0 | 0 | 0 | 0 | 0 | 6 | 3 | 6 | 2
3678 | 154 | 6 | 3 | 6 | 0 | 0 | 0 | 0 | 0 | 0 | 1 | 1 | 0 | 0 | 0 | 0 | 0 | 0 | 0 | 6 | 3 | 6 | 2
3679 | 154 | 6 | 3 | 7 | 0 | 0 | 0 | 0 | 0 | 0 | 1 | 1 | 0 | 0 | 0 | 0 | 0 | 0 | 0 | 6 | 3 | 6 | 2
3680 | 154 | 6 | 3 | 8 | 0 | 0 | 0 | 0 | 0 | 0 | 1 | 1 | 0 | 0 | 0 | 0 | 0 | 0 | 0 | 6 | 3 | 6 | 2
3681 | 154 | 6 | 3 | 9 | 0 | 0 | 0 | 0 | 0 | 0 | 1 | 1 | 0 | 0 | 0 | 0 | 0 | 0 | 0 | 6 | 3 | 6 | 2
3682 | 154 | 6 | 3 | 10 | 0 | 0 | 0 | 0 | 0 | 0 | 1 | 1 | 0 | 0 | 0 | 0 | 0 | 0 | 0 | 6 | 3 | 6 | 2
3683 | 154 | 6 | 3 | 11 | 0 | 0 | 0 | 0 | 0 | 0 | 1 | 1 | 0 | 0 | 0 | 0 | 0 | 0 | 0 | 6 | 3 | 6 | 2
3684 | 154 | 6 | 3 | 12 | 0 | 0 | 0 | 0 | 0 | 0 | 1 | 1 | 0 | 0 | 0 | 0 | 0 | 0 | 0 | 6 | 3 | 6 | 2
3685 | 154 | 6 | 3 | 13 | 0 | 0 | 0 | 0 | 0 | 0 | 1 | 1 | 0 | 0 | 0 | 0 | 0 | 0 | 0 | 6 | 3 | 6 | 2
3686 | 154 | 6 | 3 | 14 | 0 | 0 | 0 | 0 | 0 | 0 | 1 | 1 | 0 | 0 | 0 | 0 | 0 | 0 | 0 | 6 | 3 | 6 | 2
3687 | 154 | 6 | 3 | 15 | 0 | 0 | 0 | 0 | 0 | 0 | 1 | 1 | 0 | 0 | 0 | 0 | 0 | 0 | 0 | 6 | 3 | 6 | 2
3688 | 154 | 6 | 3 | 16 | 0 | 0 | 0 | 0 | 0 | 0 | 1 | 1 | 0 | 0 | 0 | 0 | 0 | 0 | 0 | 6 | 3 | 6 | 2
3689 | 154 | 6 | 3 | 17 | 0 | 0 | 0 | 0 | 0 | 0 | 1 | 1 | 0 | 0 | 0 | 0 | 0 | 0 | 0 | 6 | 3 | 6 | 2
3690 | 154 | 6 | 3 | 18 | 0 | 0 | 0 | 0 | 0 | 0 | 1 | 1 | 0 | 0 | 0 | 0 | 0 | 0 | 0 | 6 | 3 | 6 | 2
3691 | 154 | 6 | 3 | 19 | 0 | 0 | 0 | 0 | 0 | 0 | 1 | 1 | 0 | 0 | 0 | 0 | 0 | 0 | 0 | 6 | 3 | 6 | 2
3692 | 154 | 6 | 3 | 20 | 0 | 0 | 0 | 0 | 0 | 0 | 1 | 1 | 0 | 0 | 0 | 0 | 0 | 0 | 0 | 6 | 3 | 6 | 2
3693 | 154 | 6 | 3 | 21 | 0 | 0 | 0 | 0 | 0 | 0 | 1 | 1 | 0 | 0 | 0 | 0 | 0 | 0 | 0 | 6 | 3 | 6 | 2
3694 | 154 | 6 | 3 | 22 | 0 | 0 | 0 | 0 | 0 | 0 | 1 | 1 | 0 | 0 | 0 | 0 | 0 | 0 | 0 | 6 | 3 | 6 | 2
3695 | 154 | 6 | 3 | 23 | 0 | 0 | 0 | 0 | 0 | 0 | 1 | 1 | 0 | 0 | 0 | 0 | 0 | 0 | 0 | 6 | 3 | 6 | 2
3696 | 154 | 6 | 3 | 24 | 0 | 0 | 0 | 0 | 0 | 0 | 1 | 1 | 0 | 0 | 0 | 0 | 0 | 0 | 0 | 6 | 3 | 6 | 2
3697 | 155 | 6 | 4 | 1 | 0 | 0 | 0 | 0 | 0 | 0 | 1 | 1 | 0 | 0 | 0 | 0 | 0 | 0 | 0 | 6 | 4 | 6 | 3
3698 | 155 | 6 | 4 | 2 | 0 | 0 | 0 | 0 | 0 | 0 | 1 | 1 | 0 | 0 | 0 | 0 | 0 | 0 | 0 | 6 | 4 | 6 | 3
3699 | 155 | 6 | 4 | 3 | 0 | 0 | 0 | 0 | 0 | 0 | 1 | 1 | 0 | 0 | 0 | 0 | 0 | 0 | 0 | 6 | 4 | 6 | 3
3700 | 155 | 6 | 4 | 4 | 0 | 0 | 0 | 0 | 0 | 0 | 1 | 1 | 0 | 0 | 0 | 0 | 0 | 0 | 0 | 6 | 4 | 6 | 3
3701 | 155 | 6 | 4 | 5 | 0 | 0 | 0 | 0 | 0 | 0 | 1 | 1 | 0 | 0 | 0 | 0 | 0 | 0 | 0 | 6 | 4 | 6 | 3
3702 | 155 | 6 | 4 | 6 | 0 | 0 | 0 | 0 | 0 | 0 | 1 | 1 | 0 | 0 | 0 | 0 | 0 | 0 | 0 | 6 | 4 | 6 | 3
3703 | 155 | 6 | 4 | 7 | 0 | 0 | 0 | 0 | 0 | 0 | 1 | 1 | 0 | 0 | 0 | 0 | 0 | 0 | 0 | 6 | 4 | 6 | 3
3704 | 155 | 6 | 4 | 8 | 0 | 0 | 0 | 0 | 0 | 0 | 1 | 1 | 0 | 0 | 0 | 0 | 0 | 0 | 0 | 6 | 4 | 6 | 3
3705 | 155 | 6 | 4 | 9 | 0 | 0 | 0 | 0 | 0 | 0 | 1 | 1 | 0 | 0 | 0 | 0 | 0 | 0 | 0 | 6 | 4 | 6 | 3
3706 | 155 | 6 | 4 | 10 | 0 | 0 | 0 | 0 | 0 | 0 | 1 | 1 | 0 | 0 | 0 | 0 | 0 | 0 | 0 | 6 | 4 | 6 | 3
3707 | 155 | 6 | 4 | 11 | 0 | 0 | 0 | 0 | 0 | 0 | 1 | 1 | 0 | 0 | 0 | 0 | 0 | 0 | 0 | 6 | 4 | 6 | 3
3708 | 155 | 6 | 4 | 12 | 0 | 0 | 0 | 0 | 0 | 0 | 1 | 1 | 0 | 0 | 0 | 0 | 0 | 0 | 0 | 6 | 4 | 6 | 3
3709 | 155 | 6 | 4 | 13 | 0 | 0 | 0 | 0 | 0 | 0 | 1 | 1 | 0 | 0 | 0 | 0 | 0 | 0 | 0 | 6 | 4 | 6 | 3
3710 | 155 | 6 | 4 | 14 | 0 | 0 | 0 | 0 | 0 | 0 | 1 | 1 | 0 | 0 | 0 | 0 | 0 | 0 | 0 | 6 | 4 | 6 | 3
3711 | 155 | 6 | 4 | 15 | 0 | 0 | 0 | 0 | 0 | 0 | 1 | 1 | 0 | 0 | 0 | 0 | 0 | 0 | 0 | 6 | 4 | 6 | 3
3712 | 155 | 6 | 4 | 16 | 0 | 0 | 0 | 0 | 0 | 0 | 1 | 1 | 0 | 0 | 0 | 0 | 0 | 0 | 0 | 6 | 4 | 6 | 3
3713 | 155 | 6 | 4 | 17 | 0 | 0 | 0 | 0 | 0 | 0 | 1 | 1 | 0 | 0 | 0 | 0 | 0 | 0 | 0 | 6 | 4 | 6 | 3
3714 | 155 | 6 | 4 | 18 | 0 | 0 | 0 | 0 | 0 | 0 | 1 | 1 | 0 | 0 | 0 | 0 | 0 | 0 | 0 | 6 | 4 | 6 | 3
3715 | 155 | 6 | 4 | 19 | 0 | 0 | 0 | 0 | 0 | 0 | 1 | 1 | 0 | 0 | 0 | 0 | 0 | 0 | 0 | 6 | 4 | 6 | 3
3716 | 155 | 6 | 4 | 20 | 0 | 0 | 0 | 0 | 0 | 0 | 1 | 1 | 0 | 0 | 0 | 0 | 0 | 0 | 0 | 6 | 4 | 6 | 3
3717 | 155 | 6 | 4 | 21 | 0 | 0 | 0 | 0 | 0 | 0 | 1 | 1 | 0 | 0 | 0 | 0 | 0 | 0 | 0 | 6 | 4 | 6 | 3
3718 | 155 | 6 | 4 | 22 | 0 | 0 | 0 | 0 | 0 | 0 | 1 | 1 | 0 | 0 | 0 | 0 | 0 | 0 | 0 | 6 | 4 | 6 | 3
3719 | 155 | 6 | 4 | 23 | 0 | 0 | 0 | 0 | 0 | 0 | 1 | 1 | 0 | 0 | 0 | 0 | 0 | 0 | 0 | 6 | 4 | 6 | 3
3720 | 155 | 6 | 4 | 24 | 0 | 0 | 0 | 0 | 0 | 0 | 1 | 1 | 0 | 0 | 0 | 0 | 0 | 0 | 0 | 6 | 4 | 6 | 3
3721 | 156 | 6 | 5 | 1 | 1 | 0 | 0 | 0 | 0 | 0 | 1 | 1 | 0 | 0 | 0 | 0 | 0 | 0 | 0 | 6 | 5 | 6 | 4
3722 | 156 | 6 | 5 | 2 | 1 | 0 | 0 | 0 | 0 | 0 | 1 | 1 | 0 | 0 | 0 | 0 | 0 | 0 | 0 | 6 | 5 | 6 | 4
3723 | 156 | 6 | 5 | 3 | 1 | 0 | 0 | 0 | 0 | 0 | 1 | 1 | 0 | 0 | 0 | 0 | 0 | 0 | 0 | 6 | 5 | 6 | 4
3724 | 156 | 6 | 5 | 4 | 1 | 0 | 0 | 0 | 0 | 0 | 1 | 1 | 0 | 0 | 0 | 0 | 0 | 0 | 0 | 6 | 5 | 6 | 4
3725 | 156 | 6 | 5 | 5 | 1 | 0 | 0 | 0 | 0 | 0 | 1 | 1 | 0 | 0 | 0 | 0 | 0 | 0 | 0 | 6 | 5 | 6 | 4
3726 | 156 | 6 | 5 | 6 | 1 | 0 | 0 | 0 | 0 | 0 | 1 | 1 | 0 | 0 | 0 | 0 | 0 | 0 | 0 | 6 | 5 | 6 | 4
3727 | 156 | 6 | 5 | 7 | 1 | 0 | 0 | 0 | 0 | 0 | 1 | 1 | 0 | 0 | 0 | 0 | 0 | 0 | 0 | 6 | 5 | 6 | 4
3728 | 156 | 6 | 5 | 8 | 1 | 0 | 0 | 0 | 0 | 0 | 1 | 1 | 0 | 0 | 0 | 0 | 0 | 0 | 0 | 6 | 5 | 6 | 4
3729 | 156 | 6 | 5 | 9 | 1 | 0 | 0 | 0 | 0 | 0 | 1 | 1 | 0 | 0 | 0 | 0 | 0 | 0 | 0 | 6 | 5 | 6 | 4
3730 | 156 | 6 | 5 | 10 | 1 | 0 | 0 | 0 | 0 | 0 | 1 | 1 | 0 | 0 | 0 | 0 | 0 | 0 | 0 | 6 | 5 | 6 | 4
3731 | 156 | 6 | 5 | 11 | 1 | 0 | 0 | 0 | 0 | 0 | 1 | 1 | 0 | 0 | 0 | 0 | 0 | 0 | 0 | 6 | 5 | 6 | 4
3732 | 156 | 6 | 5 | 12 | 1 | 0 | 0 | 0 | 0 | 0 | 1 | 1 | 0 | 0 | 0 | 0 | 0 | 0 | 0 | 6 | 5 | 6 | 4
3733 | 156 | 6 | 5 | 13 | 1 | 0 | 0 | 0 | 0 | 0 | 1 | 1 | 0 | 0 | 0 | 0 | 0 | 0 | 0 | 6 | 5 | 6 | 4
3734 | 156 | 6 | 5 | 14 | 1 | 0 | 0 | 0 | 0 | 1 | 0 | 1 | 0 | 0 | 0 | 0 | 0 | 0 | 0 | 6 | 5 | 6 | 4
3735 | 156 | 6 | 5 | 15 | 1 | 0 | 0 | 0 | 0 | 1 | 0 | 1 | 0 | 0 | 0 | 0 | 0 | 0 | 0 | 6 | 5 | 6 | 4
3736 | 156 | 6 | 5 | 16 | 1 | 0 | 0 | 0 | 0 | 1 | 0 | 1 | 0 | 0 | 0 | 0 | 0 | 0 | 0 | 6 | 5 | 6 | 4
3737 | 156 | 6 | 5 | 17 | 1 | 0 | 0 | 0 | 0 | 1 | 0 | 1 | 0 | 0 | 0 | 0 | 0 | 0 | 0 | 6 | 5 | 6 | 4
3738 | 156 | 6 | 5 | 18 | 1 | 0 | 0 | 0 | 0 | 1 | 0 | 1 | 0 | 0 | 0 | 0 | 0 | 0 | 0 | 6 | 5 | 6 | 4
3739 | 156 | 6 | 5 | 19 | 1 | 0 | 0 | 0 | 0 | 1 | 0 | 1 | 0 | 0 | 0 | 0 | 0 | 0 | 0 | 6 | 5 | 6 | 4
3740 | 156 | 6 | 5 | 20 | 1 | 0 | 0 | 0 | 0 | 0 | 1 | 1 | 0 | 0 | 0 | 0 | 0 | 0 | 0 | 6 | 5 | 6 | 4
3741 | 156 | 6 | 5 | 21 | 1 | 0 | 0 | 0 | 0 | 0 | 1 | 1 | 0 | 0 | 0 | 0 | 0 | 0 | 0 | 6 | 5 | 6 | 4
3742 | 156 | 6 | 5 | 22 | 1 | 0 | 0 | 0 | 0 | 0 | 1 | 1 | 0 | 0 | 0 | 0 | 0 | 0 | 0 | 6 | 5 | 6 | 4
3743 | 156 | 6 | 5 | 23 | 1 | 0 | 0 | 0 | 0 | 0 | 1 | 1 | 0 | 0 | 0 | 0 | 0 | 0 | 0 | 6 | 5 | 6 | 4
3744 | 156 | 6 | 5 | 24 | 1 | 0 | 0 | 0 | 0 | 0 | 1 | 1 | 0 | 0 | 0 | 0 | 0 | 0 | 0 | 6 | 5 | 6 | 4
3745 | 157 | 6 | 6 | 1 | 1 | 0 | 0 | 0 | 0 | 0 | 1 | 1 | 0 | 0 | 0 | 0 | 0 | 0 | 0 | 6 | 6 | 6 | 5
3746 | 157 | 6 | 6 | 2 | 1 | 0 | 0 | 0 | 0 | 0 | 1 | 1 | 0 | 0 | 0 | 0 | 0 | 0 | 0 | 6 | 6 | 6 | 5
3747 | 157 | 6 | 6 | 3 | 1 | 0 | 0 | 0 | 0 | 0 | 1 | 1 | 0 | 0 | 0 | 0 | 0 | 0 | 0 | 6 | 6 | 6 | 5
3748 | 157 | 6 | 6 | 4 | 1 | 0 | 0 | 0 | 0 | 0 | 1 | 1 | 0 | 0 | 0 | 0 | 0 | 0 | 0 | 6 | 6 | 6 | 5
3749 | 157 | 6 | 6 | 5 | 1 | 0 | 0 | 0 | 0 | 0 | 1 | 1 | 0 | 0 | 0 | 0 | 0 | 0 | 0 | 6 | 6 | 6 | 5
3750 | 157 | 6 | 6 | 6 | 1 | 0 | 0 | 0 | 0 | 0 | 1 | 1 | 0 | 0 | 0 | 0 | 0 | 0 | 0 | 6 | 6 | 6 | 5
3751 | 157 | 6 | 6 | 7 | 1 | 0 | 0 | 0 | 0 | 0 | 1 | 1 | 0 | 0 | 0 | 0 | 0 | 0 | 0 | 6 | 6 | 6 | 5
3752 | 157 | 6 | 6 | 8 | 1 | 0 | 0 | 0 | 0 | 0 | 1 | 1 | 0 | 0 | 0 | 0 | 0 | 0 | 0 | 6 | 6 | 6 | 5
3753 | 157 | 6 | 6 | 9 | 1 | 0 | 0 | 0 | 0 | 0 | 1 | 1 | 0 | 0 | 0 | 0 | 0 | 0 | 0 | 6 | 6 | 6 | 5
3754 | 157 | 6 | 6 | 10 | 1 | 0 | 0 | 0 | 0 | 0 | 1 | 1 | 0 | 0 | 0 | 0 | 0 | 0 | 0 | 6 | 6 | 6 | 5
3755 | 157 | 6 | 6 | 11 | 1 | 0 | 0 | 0 | 0 | 0 | 1 | 1 | 0 | 0 | 0 | 0 | 0 | 0 | 0 | 6 | 6 | 6 | 5
3756 | 157 | 6 | 6 | 12 | 1 | 0 | 0 | 0 | 0 | 0 | 1 | 1 | 0 | 0 | 0 | 0 | 0 | 0 | 0 | 6 | 6 | 6 | 5
3757 | 157 | 6 | 6 | 13 | 1 | 0 | 0 | 0 | 0 | 0 | 1 | 1 | 0 | 0 | 0 | 0 | 0 | 0 | 0 | 6 | 6 | 6 | 5
3758 | 157 | 6 | 6 | 14 | 1 | 0 | 0 | 0 | 0 | 1 | 0 | 1 | 0 | 0 | 0 | 0 | 0 | 0 | 0 | 6 | 6 | 6 | 5
3759 | 157 | 6 | 6 | 15 | 1 | 0 | 0 | 0 | 0 | 1 | 0 | 1 | 0 | 0 | 0 | 0 | 0 | 0 | 0 | 6 | 6 | 6 | 5
3760 | 157 | 6 | 6 | 16 | 1 | 0 | 0 | 0 | 0 | 1 | 0 | 1 | 0 | 0 | 0 | 0 | 0 | 0 | 0 | 6 | 6 | 6 | 5
3761 | 157 | 6 | 6 | 17 | 1 | 0 | 0 | 0 | 0 | 1 | 0 | 1 | 0 | 0 | 0 | 0 | 0 | 0 | 0 | 6 | 6 | 6 | 5
3762 | 157 | 6 | 6 | 18 | 1 | 0 | 0 | 0 | 0 | 1 | 0 | 1 | 0 | 0 | 0 | 0 | 0 | 0 | 0 | 6 | 6 | 6 | 5
3763 | 157 | 6 | 6 | 19 | 1 | 0 | 0 | 0 | 0 | 1 | 0 | 1 | 0 | 0 | 0 | 0 | 0 | 0 | 0 | 6 | 6 | 6 | 5
3764 | 157 | 6 | 6 | 20 | 1 | 0 | 0 | 0 | 0 | 0 | 1 | 1 | 0 | 0 | 0 | 0 | 0 | 0 | 0 | 6 | 6 | 6 | 5
3765 | 157 | 6 | 6 | 21 | 1 | 0 | 0 | 0 | 0 | 0 | 1 | 1 | 0 | 0 | 0 | 0 | 0 | 0 | 0 | 6 | 6 | 6 | 5
3766 | 157 | 6 | 6 | 22 | 1 | 0 | 0 | 0 | 0 | 0 | 1 | 1 | 0 | 0 | 0 | 0 | 0 | 0 | 0 | 6 | 6 | 6 | 5
3767 | 157 | 6 | 6 | 23 | 1 | 0 | 0 | 0 | 0 | 0 | 1 | 1 | 0 | 0 | 0 | 0 | 0 | 0 | 0 | 6 | 6 | 6 | 5
3768 | 157 | 6 | 6 | 24 | 1 | 0 | 0 | 0 | 0 | 0 | 1 | 1 | 0 | 0 | 0 | 0 | 0 | 0 | 0 | 6 | 6 | 6 | 5
3769 | 158 | 6 | 7 | 1 | 1 | 0 | 0 | 0 | 0 | 0 | 1 | 1 | 0 | 0 | 0 | 0 | 0 | 0 | 0 | 6 | 7 | 6 | 6
3770 | 158 | 6 | 7 | 2 | 1 | 0 | 0 | 0 | 0 | 0 | 1 | 1 | 0 | 0 | 0 | 0 | 0 | 0 | 0 | 6 | 7 | 6 | 6
3771 | 158 | 6 | 7 | 3 | 1 | 0 | 0 | 0 | 0 | 0 | 1 | 1 | 0 | 0 | 0 | 0 | 0 | 0 | 0 | 6 | 7 | 6 | 6
3772 | 158 | 6 | 7 | 4 | 1 | 0 | 0 | 0 | 0 | 0 | 1 | 1 | 0 | 0 | 0 | 0 | 0 | 0 | 0 | 6 | 7 | 6 | 6
3773 | 158 | 6 | 7 | 5 | 1 | 0 | 0 | 0 | 0 | 0 | 1 | 1 | 0 | 0 | 0 | 0 | 0 | 0 | 0 | 6 | 7 | 6 | 6
3774 | 158 | 6 | 7 | 6 | 1 | 0 | 0 | 0 | 0 | 0 | 1 | 1 | 0 | 0 | 0 | 0 | 0 | 0 | 0 | 6 | 7 | 6 | 6
3775 | 158 | 6 | 7 | 7 | 1 | 0 | 0 | 0 | 0 | 0 | 1 | 1 | 0 | 0 | 0 | 0 | 0 | 0 | 0 | 6 | 7 | 6 | 6
3776 | 158 | 6 | 7 | 8 | 1 | 0 | 0 | 0 | 0 | 0 | 1 | 1 | 0 | 0 | 0 | 0 | 0 | 0 | 0 | 6 | 7 | 6 | 6
3777 | 158 | 6 | 7 | 9 | 1 | 0 | 0 | 0 | 0 | 0 | 1 | 1 | 0 | 0 | 0 | 0 | 0 | 0 | 0 | 6 | 7 | 6 | 6
3778 | 158 | 6 | 7 | 10 | 1 | 0 | 0 | 0 | 0 | 0 | 1 | 1 | 0 | 0 | 0 | 0 | 0 | 0 | 0 | 6 | 7 | 6 | 6
3779 | 158 | 6 | 7 | 11 | 1 | 0 | 0 | 0 | 0 | 0 | 1 | 1 | 0 | 0 | 0 | 0 | 0 | 0 | 0 | 6 | 7 | 6 | 6
3780 | 158 | 6 | 7 | 12 | 1 | 0 | 0 | 0 | 0 | 0 | 1 | 1 | 0 | 0 | 0 | 0 | 0 | 0 | 0 | 6 | 7 | 6 | 6
3781 | 158 | 6 | 7 | 13 | 1 | 0 | 0 | 0 | 0 | 0 | 1 | 1 | 0 | 0 | 0 | 0 | 0 | 0 | 0 | 6 | 7 | 6 | 6
3782 | 158 | 6 | 7 | 14 | 1 | 0 | 0 | 0 | 0 | 1 | 0 | 1 | 0 | 0 | 0 | 0 | 0 | 0 | 0 | 6 | 7 | 6 | 6
3783 | 158 | 6 | 7 | 15 | 1 | 0 | 0 | 0 | 0 | 1 | 0 | 1 | 0 | 0 | 0 | 0 | 0 | 0 | 0 | 6 | 7 | 6 | 6
3784 | 158 | 6 | 7 | 16 | 1 | 0 | 0 | 0 | 0 | 1 | 0 | 1 | 0 | 0 | 0 | 0 | 0 | 0 | 0 | 6 | 7 | 6 | 6
3785 | 158 | 6 | 7 | 17 | 1 | 0 | 0 | 0 | 0 | 1 | 0 | 1 | 0 | 0 | 0 | 0 | 0 | 0 | 0 | 6 | 7 | 6 | 6
3786 | 158 | 6 | 7 | 18 | 1 | 0 | 0 | 0 | 0 | 1 | 0 | 1 | 0 | 0 | 0 | 0 | 0 | 0 | 0 | 6 | 7 | 6 | 6
3787 | 158 | 6 | 7 | 19 | 1 | 0 | 0 | 0 | 0 | 1 | 0 | 1 | 0 | 0 | 0 | 0 | 0 | 0 | 0 | 6 | 7 | 6 | 6
3788 | 158 | 6 | 7 | 20 | 1 | 0 | 0 | 0 | 0 | 0 | 1 | 1 | 0 | 0 | 0 | 0 | 0 | 0 | 0 | 6 | 7 | 6 | 6
3789 | 158 | 6 | 7 | 21 | 1 | 0 | 0 | 0 | 0 | 0 | 1 | 1 | 0 | 0 | 0 | 0 | 0 | 0 | 0 | 6 | 7 | 6 | 6
3790 | 158 | 6 | 7 | 22 | 1 | 0 | 0 | 0 | 0 | 0 | 1 | 1 | 0 | 0 | 0 | 0 | 0 | 0 | 0 | 6 | 7 | 6 | 6
3791 | 158 | 6 | 7 | 23 | 1 | 0 | 0 | 0 | 0 | 0 | 1 | 1 | 0 | 0 | 0 | 0 | 0 | 0 | 0 | 6 | 7 | 6 | 6
3792 | 158 | 6 | 7 | 24 | 1 | 0 | 0 | 0 | 0 | 0 | 1 | 1 | 0 | 0 | 0 | 0 | 0 | 0 | 0 | 6 | 7 | 6 | 6
3793 | 159 | 6 | 8 | 1 | 1 | 0 | 0 | 0 | 0 | 0 | 1 | 1 | 0 | 0 | 0 | 0 | 0 | 0 | 0 | 6 | 8 | 6 | 7
3794 | 159 | 6 | 8 | 2 | 1 | 0 | 0 | 0 | 0 | 0 | 1 | 1 | 0 | 0 | 0 | 0 | 0 | 0 | 0 | 6 | 8 | 6 | 7
3795 | 159 | 6 | 8 | 3 | 1 | 0 | 0 | 0 | 0 | 0 | 1 | 1 | 0 | 0 | 0 | 0 | 0 | 0 | 0 | 6 | 8 | 6 | 7
3796 | 159 | 6 | 8 | 4 | 1 | 0 | 0 | 0 | 0 | 0 | 1 | 1 | 0 | 0 | 0 | 0 | 0 | 0 | 0 | 6 | 8 | 6 | 7
3797 | 159 | 6 | 8 | 5 | 1 | 0 | 0 | 0 | 0 | 0 | 1 | 1 | 0 | 0 | 0 | 0 | 0 | 0 | 0 | 6 | 8 | 6 | 7
3798 | 159 | 6 | 8 | 6 | 1 | 0 | 0 | 0 | 0 | 0 | 1 | 1 | 0 | 0 | 0 | 0 | 0 | 0 | 0 | 6 | 8 | 6 | 7
3799 | 159 | 6 | 8 | 7 | 1 | 0 | 0 | 0 | 0 | 0 | 1 | 1 | 0 | 0 | 0 | 0 | 0 | 0 | 0 | 6 | 8 | 6 | 7
3800 | 159 | 6 | 8 | 8 | 1 | 0 | 0 | 0 | 0 | 0 | 1 | 1 | 0 | 0 | 0 | 0 | 0 | 0 | 0 | 6 | 8 | 6 | 7
3801 | 159 | 6 | 8 | 9 | 1 | 0 | 0 | 0 | 0 | 0 | 1 | 1 | 0 | 0 | 0 | 0 | 0 | 0 | 0 | 6 | 8 | 6 | 7
3802 | 159 | 6 | 8 | 10 | 1 | 0 | 0 | 0 | 0 | 0 | 1 | 1 | 0 | 0 | 0 | 0 | 0 | 0 | 0 | 6 | 8 | 6 | 7
3803 | 159 | 6 | 8 | 11 | 1 | 0 | 0 | 0 | 0 | 0 | 1 | 1 | 0 | 0 | 0 | 0 | 0 | 0 | 0 | 6 | 8 | 6 | 7
3804 | 159 | 6 | 8 | 12 | 1 | 0 | 0 | 0 | 0 | 0 | 1 | 1 | 0 | 0 | 0 | 0 | 0 | 0 | 0 | 6 | 8 | 6 | 7
3805 | 159 | 6 | 8 | 13 | 1 | 0 | 0 | 0 | 0 | 0 | 1 | 1 | 0 | 0 | 0 | 0 | 0 | 0 | 0 | 6 | 8 | 6 | 7
3806 | 159 | 6 | 8 | 14 | 1 | 0 | 0 | 0 | 0 | 1 | 0 | 1 | 0 | 0 | 0 | 0 | 0 | 0 | 0 | 6 | 8 | 6 | 7
3807 | 159 | 6 | 8 | 15 | 1 | 0 | 0 | 0 | 0 | 1 | 0 | 1 | 0 | 0 | 0 | 0 | 0 | 0 | 0 | 6 | 8 | 6 | 7
3808 | 159 | 6 | 8 | 16 | 1 | 0 | 0 | 0 | 0 | 1 | 0 | 1 | 0 | 0 | 0 | 0 | 0 | 0 | 0 | 6 | 8 | 6 | 7
3809 | 159 | 6 | 8 | 17 | 1 | 0 | 0 | 0 | 0 | 1 | 0 | 1 | 0 | 0 | 0 | 0 | 0 | 0 | 0 | 6 | 8 | 6 | 7
3810 | 159 | 6 | 8 | 18 | 1 | 0 | 0 | 0 | 0 | 1 | 0 | 1 | 0 | 0 | 0 | 0 | 0 | 0 | 0 | 6 | 8 | 6 | 7
3811 | 159 | 6 | 8 | 19 | 1 | 0 | 0 | 0 | 0 | 1 | 0 | 1 | 0 | 0 | 0 | 0 | 0 | 0 | 0 | 6 | 8 | 6 | 7
3812 | 159 | 6 | 8 | 20 | 1 | 0 | 0 | 0 | 0 | 0 | 1 | 1 | 0 | 0 | 0 | 0 | 0 | 0 | 0 | 6 | 8 | 6 | 7
3813 | 159 | 6 | 8 | 21 | 1 | 0 | 0 | 0 | 0 | 0 | 1 | 1 | 0 | 0 | 0 | 0 | 0 | 0 | 0 | 6 | 8 | 6 | 7
3814 | 159 | 6 | 8 | 22 | 1 | 0 | 0 | 0 | 0 | 0 | 1 | 1 | 0 | 0 | 0 | 0 | 0 | 0 | 0 | 6 | 8 | 6 | 7
3815 | 159 | 6 | 8 | 23 | 1 | 0 | 0 | 0 | 0 | 0 | 1 | 1 | 0 | 0 | 0 | 0 | 0 | 0 | 0 | 6 | 8 | 6 | 7
3816 | 159 | 6 | 8 | 24 | 1 | 0 | 0 | 0 | 0 | 0 | 1 | 1 | 0 | 0 | 0 | 0 | 0 | 0 | 0 | 6 | 8 | 6 | 7
3817 | 160 | 6 | 9 | 1 | 1 | 0 | 0 | 0 | 0 | 0 | 1 | 1 | 0 | 0 | 0 | 0 | 0 | 0 | 0 | 6 | 9 | 6 | 8
3818 | 160 | 6 | 9 | 2 | 1 | 0 | 0 | 0 | 0 | 0 | 1 | 1 | 0 | 0 | 0 | 0 | 0 | 0 | 0 | 6 | 9 | 6 | 8
3819 | 160 | 6 | 9 | 3 | 1 | 0 | 0 | 0 | 0 | 0 | 1 | 1 | 0 | 0 | 0 | 0 | 0 | 0 | 0 | 6 | 9 | 6 | 8
3820 | 160 | 6 | 9 | 4 | 1 | 0 | 0 | 0 | 0 | 0 | 1 | 1 | 0 | 0 | 0 | 0 | 0 | 0 | 0 | 6 | 9 | 6 | 8
3821 | 160 | 6 | 9 | 5 | 1 | 0 | 0 | 0 | 0 | 0 | 1 | 1 | 0 | 0 | 0 | 0 | 0 | 0 | 0 | 6 | 9 | 6 | 8
3822 | 160 | 6 | 9 | 6 | 1 | 0 | 0 | 0 | 0 | 0 | 1 | 1 | 0 | 0 | 0 | 0 | 0 | 0 | 0 | 6 | 9 | 6 | 8
3823 | 160 | 6 | 9 | 7 | 1 | 0 | 0 | 0 | 0 | 0 | 1 | 1 | 0 | 0 | 0 | 0 | 0 | 0 | 0 | 6 | 9 | 6 | 8
3824 | 160 | 6 | 9 | 8 | 1 | 0 | 0 | 0 | 0 | 0 | 1 | 1 | 0 | 0 | 0 | 0 | 0 | 0 | 0 | 6 | 9 | 6 | 8
3825 | 160 | 6 | 9 | 9 | 1 | 0 | 0 | 0 | 0 | 0 | 1 | 1 | 0 | 0 | 0 | 0 | 0 | 0 | 0 | 6 | 9 | 6 | 8
3826 | 160 | 6 | 9 | 10 | 1 | 0 | 0 | 0 | 0 | 0 | 1 | 1 | 0 | 0 | 0 | 0 | 0 | 0 | 0 | 6 | 9 | 6 | 8
3827 | 160 | 6 | 9 | 11 | 1 | 0 | 0 | 0 | 0 | 0 | 1 | 1 | 0 | 0 | 0 | 0 | 0 | 0 | 0 | 6 | 9 | 6 | 8
3828 | 160 | 6 | 9 | 12 | 1 | 0 | 0 | 0 | 0 | 0 | 1 | 1 | 0 | 0 | 0 | 0 | 0 | 0 | 0 | 6 | 9 | 6 | 8
3829 | 160 | 6 | 9 | 13 | 1 | 0 | 0 | 0 | 0 | 0 | 1 | 1 | 0 | 0 | 0 | 0 | 0 | 0 | 0 | 6 | 9 | 6 | 8
3830 | 160 | 6 | 9 | 14 | 1 | 0 | 0 | 0 | 0 | 1 | 0 | 1 | 0 | 0 | 0 | 0 | 0 | 0 | 0 | 6 | 9 | 6 | 8
3831 | 160 | 6 | 9 | 15 | 1 | 0 | 0 | 0 | 0 | 1 | 0 | 1 | 0 | 0 | 0 | 0 | 0 | 0 | 0 | 6 | 9 | 6 | 8
3832 | 160 | 6 | 9 | 16 | 1 | 0 | 0 | 0 | 0 | 1 | 0 | 1 | 0 | 0 | 0 | 0 | 0 | 0 | 0 | 6 | 9 | 6 | 8
3833 | 160 | 6 | 9 | 17 | 1 | 0 | 0 | 0 | 0 | 1 | 0 | 1 | 0 | 0 | 0 | 0 | 0 | 0 | 0 | 6 | 9 | 6 | 8
3834 | 160 | 6 | 9 | 18 | 1 | 0 | 0 | 0 | 0 | 1 | 0 | 1 | 0 | 0 | 0 | 0 | 0 | 0 | 0 | 6 | 9 | 6 | 8
3835 | 160 | 6 | 9 | 19 | 1 | 0 | 0 | 0 | 0 | 1 | 0 | 1 | 0 | 0 | 0 | 0 | 0 | 0 | 0 | 6 | 9 | 6 | 8
3836 | 160 | 6 | 9 | 20 | 1 | 0 | 0 | 0 | 0 | 0 | 1 | 1 | 0 | 0 | 0 | 0 | 0 | 0 | 0 | 6 | 9 | 6 | 8
3837 | 160 | 6 | 9 | 21 | 1 | 0 | 0 | 0 | 0 | 0 | 1 | 1 | 0 | 0 | 0 | 0 | 0 | 0 | 0 | 6 | 9 | 6 | 8
3838 | 160 | 6 | 9 | 22 | 1 | 0 | 0 | 0 | 0 | 0 | 1 | 1 | 0 | 0 | 0 | 0 | 0 | 0 | 0 | 6 | 9 | 6 | 8
3839 | 160 | 6 | 9 | 23 | 1 | 0 | 0 | 0 | 0 | 0 | 1 | 1 | 0 | 0 | 0 | 0 | 0 | 0 | 0 | 6 | 9 | 6 | 8
3840 | 160 | 6 | 9 | 24 | 1 | 0 | 0 | 0 | 0 | 0 | 1 | 1 | 0 | 0 | 0 | 0 | 0 | 0 | 0 | 6 | 9 | 6 | 8
3841 | 161 | 6 | 10 | 1 | 0 | 0 | 0 | 0 | 0 | 0 | 1 | 1 | 0 | 0 | 0 | 0 | 0 | 0 | 0 | 6 | 10 | 6 | 9
3842 | 161 | 6 | 10 | 2 | 0 | 0 | 0 | 0 | 0 | 0 | 1 | 1 | 0 | 0 | 0 | 0 | 0 | 0 | 0 | 6 | 10 | 6 | 9
3843 | 161 | 6 | 10 | 3 | 0 | 0 | 0 | 0 | 0 | 0 | 1 | 1 | 0 | 0 | 0 | 0 | 0 | 0 | 0 | 6 | 10 | 6 | 9
3844 | 161 | 6 | 10 | 4 | 0 | 0 | 0 | 0 | 0 | 0 | 1 | 1 | 0 | 0 | 0 | 0 | 0 | 0 | 0 | 6 | 10 | 6 | 9
3845 | 161 | 6 | 10 | 5 | 0 | 0 | 0 | 0 | 0 | 0 | 1 | 1 | 0 | 0 | 0 | 0 | 0 | 0 | 0 | 6 | 10 | 6 | 9
3846 | 161 | 6 | 10 | 6 | 0 | 0 | 0 | 0 | 0 | 0 | 1 | 1 | 0 | 0 | 0 | 0 | 0 | 0 | 0 | 6 | 10 | 6 | 9
3847 | 161 | 6 | 10 | 7 | 0 | 0 | 0 | 0 | 0 | 0 | 1 | 1 | 0 | 0 | 0 | 0 | 0 | 0 | 0 | 6 | 10 | 6 | 9
3848 | 161 | 6 | 10 | 8 | 0 | 0 | 0 | 0 | 0 | 0 | 1 | 1 | 0 | 0 | 0 | 0 | 0 | 0 | 0 | 6 | 10 | 6 | 9
3849 | 161 | 6 | 10 | 9 | 0 | 0 | 0 | 0 | 0 | 0 | 1 | 1 | 0 | 0 | 0 | 0 | 0 | 0 | 0 | 6 | 10 | 6 | 9
3850 | 161 | 6 | 10 | 10 | 0 | 0 | 0 | 0 | 0 | 0 | 1 | 1 | 0 | 0 | 0 | 0 | 0 | 0 | 0 | 6 | 10 | 6 | 9
3851 | 161 | 6 | 10 | 11 | 0 | 0 | 0 | 0 | 0 | 0 | 1 | 1 | 0 | 0 | 0 | 0 | 0 | 0 | 0 | 6 | 10 | 6 | 9
3852 | 161 | 6 | 10 | 12 | 0 | 0 | 0 | 0 | 0 | 0 | 1 | 1 | 0 | 0 | 0 | 0 | 0 | 0 | 0 | 6 | 10 | 6 | 9
3853 | 161 | 6 | 10 | 13 | 0 | 0 | 0 | 0 | 0 | 0 | 1 | 1 | 0 | 0 | 0 | 0 | 0 | 0 | 0 | 6 | 10 | 6 | 9
3854 | 161 | 6 | 10 | 14 | 0 | 0 | 0 | 0 | 0 | 0 | 1 | 1 | 0 | 0 | 0 | 0 | 0 | 0 | 0 | 6 | 10 | 6 | 9
3855 | 161 | 6 | 10 | 15 | 0 | 0 | 0 | 0 | 0 | 0 | 1 | 1 | 0 | 0 | 0 | 0 | 0 | 0 | 0 | 6 | 10 | 6 | 9
3856 | 161 | 6 | 10 | 16 | 0 | 0 | 0 | 0 | 0 | 0 | 1 | 1 | 0 | 0 | 0 | 0 | 0 | 0 | 0 | 6 | 10 | 6 | 9
3857 | 161 | 6 | 10 | 17 | 0 | 0 | 0 | 0 | 0 | 0 | 1 | 1 | 0 | 0 | 0 | 0 | 0 | 0 | 0 | 6 | 10 | 6 | 9
3858 | 161 | 6 | 10 | 18 | 0 | 0 | 0 | 0 | 0 | 0 | 1 | 1 | 0 | 0 | 0 | 0 | 0 | 0 | 0 | 6 | 10 | 6 | 9
3859 | 161 | 6 | 10 | 19 | 0 | 0 | 0 | 0 | 0 | 0 | 1 | 1 | 0 | 0 | 0 | 0 | 0 | 0 | 0 | 6 | 10 | 6 | 9
3860 | 161 | 6 | 10 | 20 | 0 | 0 | 0 | 0 | 0 | 0 | 1 | 1 | 0 | 0 | 0 | 0 | 0 | 0 | 0 | 6 | 10 | 6 | 9
3861 | 161 | 6 | 10 | 21 | 0 | 0 | 0 | 0 | 0 | 0 | 1 | 1 | 0 | 0 | 0 | 0 | 0 | 0 | 0 | 6 | 10 | 6 | 9
3862 | 161 | 6 | 10 | 22 | 0 | 0 | 0 | 0 | 0 | 0 | 1 | 1 | 0 | 0 | 0 | 0 | 0 | 0 | 0 | 6 | 10 | 6 | 9
3863 | 161 | 6 | 10 | 23 | 0 | 0 | 0 | 0 | 0 | 0 | 1 | 1 | 0 | 0 | 0 | 0 | 0 | 0 | 0 | 6 | 10 | 6 | 9
3864 | 161 | 6 | 10 | 24 | 0 | 0 | 0 | 0 | 0 | 0 | 1 | 1 | 0 | 0 | 0 | 0 | 0 | 0 | 0 | 6 | 10 | 6 | 9
3865 | 162 | 6 | 11 | 1 | 0 | 0 | 0 | 0 | 0 | 0 | 1 | 1 | 0 | 0 | 0 | 0 | 0 | 0 | 0 | 6 | 11 | 6 | 10
3866 | 162 | 6 | 11 | 2 | 0 | 0 | 0 | 0 | 0 | 0 | 1 | 1 | 0 | 0 | 0 | 0 | 0 | 0 | 0 | 6 | 11 | 6 | 10
3867 | 162 | 6 | 11 | 3 | 0 | 0 | 0 | 0 | 0 | 0 | 1 | 1 | 0 | 0 | 0 | 0 | 0 | 0 | 0 | 6 | 11 | 6 | 10
3868 | 162 | 6 | 11 | 4 | 0 | 0 | 0 | 0 | 0 | 0 | 1 | 1 | 0 | 0 | 0 | 0 | 0 | 0 | 0 | 6 | 11 | 6 | 10
3869 | 162 | 6 | 11 | 5 | 0 | 0 | 0 | 0 | 0 | 0 | 1 | 1 | 0 | 0 | 0 | 0 | 0 | 0 | 0 | 6 | 11 | 6 | 10
3870 | 162 | 6 | 11 | 6 | 0 | 0 | 0 | 0 | 0 | 0 | 1 | 1 | 0 | 0 | 0 | 0 | 0 | 0 | 0 | 6 | 11 | 6 | 10
3871 | 162 | 6 | 11 | 7 | 0 | 0 | 0 | 0 | 0 | 0 | 1 | 1 | 0 | 0 | 0 | 0 | 0 | 0 | 0 | 6 | 11 | 6 | 10
3872 | 162 | 6 | 11 | 8 | 0 | 0 | 0 | 0 | 0 | 0 | 1 | 1 | 0 | 0 | 0 | 0 | 0 | 0 | 0 | 6 | 11 | 6 | 10
3873 | 162 | 6 | 11 | 9 | 0 | 0 | 0 | 0 | 0 | 0 | 1 | 1 | 0 | 0 | 0 | 0 | 0 | 0 | 0 | 6 | 11 | 6 | 10
3874 | 162 | 6 | 11 | 10 | 0 | 0 | 0 | 0 | 0 | 0 | 1 | 1 | 0 | 0 | 0 | 0 | 0 | 0 | 0 | 6 | 11 | 6 | 10
3875 | 162 | 6 | 11 | 11 | 0 | 0 | 0 | 0 | 0 | 0 | 1 | 1 | 0 | 0 | 0 | 0 | 0 | 0 | 0 | 6 | 11 | 6 | 10
3876 | 162 | 6 | 11 | 12 | 0 | 0 | 0 | 0 | 0 | 0 | 1 | 1 | 0 | 0 | 0 | 0 | 0 | 0 | 0 | 6 | 11 | 6 | 10
3877 | 162 | 6 | 11 | 13 | 0 | 0 | 0 | 0 | 0 | 0 | 1 | 1 | 0 | 0 | 0 | 0 | 0 | 0 | 0 | 6 | 11 | 6 | 10
3878 | 162 | 6 | 11 | 14 | 0 | 0 | 0 | 0 | 0 | 0 | 1 | 1 | 0 | 0 | 0 | 0 | 0 | 0 | 0 | 6 | 11 | 6 | 10
3879 | 162 | 6 | 11 | 15 | 0 | 0 | 0 | 0 | 0 | 0 | 1 | 1 | 0 | 0 | 0 | 0 | 0 | 0 | 0 | 6 | 11 | 6 | 10
3880 | 162 | 6 | 11 | 16 | 0 | 0 | 0 | 0 | 0 | 0 | 1 | 1 | 0 | 0 | 0 | 0 | 0 | 0 | 0 | 6 | 11 | 6 | 10
3881 | 162 | 6 | 11 | 17 | 0 | 0 | 0 | 0 | 0 | 0 | 1 | 1 | 0 | 0 | 0 | 0 | 0 | 0 | 0 | 6 | 11 | 6 | 10
3882 | 162 | 6 | 11 | 18 | 0 | 0 | 0 | 0 | 0 | 0 | 1 | 1 | 0 | 0 | 0 | 0 | 0 | 0 | 0 | 6 | 11 | 6 | 10
3883 | 162 | 6 | 11 | 19 | 0 | 0 | 0 | 0 | 0 | 0 | 1 | 1 | 0 | 0 | 0 | 0 | 0 | 0 | 0 | 6 | 11 | 6 | 10
3884 | 162 | 6 | 11 | 20 | 0 | 0 | 0 | 0 | 0 | 0 | 1 | 1 | 0 | 0 | 0 | 0 | 0 | 0 | 0 | 6 | 11 | 6 | 10
3885 | 162 | 6 | 11 | 21 | 0 | 0 | 0 | 0 | 0 | 0 | 1 | 1 | 0 | 0 | 0 | 0 | 0 | 0 | 0 | 6 | 11 | 6 | 10
3886 | 162 | 6 | 11 | 22 | 0 | 0 | 0 | 0 | 0 | 0 | 1 | 1 | 0 | 0 | 0 | 0 | 0 | 0 | 0 | 6 | 11 | 6 | 10
3887 | 162 | 6 | 11 | 23 | 0 | 0 | 0 | 0 | 0 | 0 | 1 | 1 | 0 | 0 | 0 | 0 | 0 | 0 | 0 | 6 | 11 | 6 | 10
3888 | 162 | 6 | 11 | 24 | 0 | 0 | 0 | 0 | 0 | 0 | 1 | 1 | 0 | 0 | 0 | 0 | 0 | 0 | 0 | 6 | 11 | 6 | 10
3889 | 163 | 6 | 12 | 1 | 1 | 0 | 0 | 0 | 0 | 0 | 1 | 1 | 0 | 0 | 0 | 0 | 0 | 0 | 0 | 6 | 12 | 6 | 11
3890 | 163 | 6 | 12 | 2 | 1 | 0 | 0 | 0 | 0 | 0 | 1 | 1 | 0 | 0 | 0 | 0 | 0 | 0 | 0 | 6 | 12 | 6 | 11
3891 | 163 | 6 | 12 | 3 | 1 | 0 | 0 | 0 | 0 | 0 | 1 | 1 | 0 | 0 | 0 | 0 | 0 | 0 | 0 | 6 | 12 | 6 | 11
3892 | 163 | 6 | 12 | 4 | 1 | 0 | 0 | 0 | 0 | 0 | 1 | 1 | 0 | 0 | 0 | 0 | 0 | 0 | 0 | 6 | 12 | 6 | 11
3893 | 163 | 6 | 12 | 5 | 1 | 0 | 0 | 0 | 0 | 0 | 1 | 1 | 0 | 0 | 0 | 0 | 0 | 0 | 0 | 6 | 12 | 6 | 11
3894 | 163 | 6 | 12 | 6 | 1 | 0 | 0 | 0 | 0 | 0 | 1 | 1 | 0 | 0 | 0 | 0 | 0 | 0 | 0 | 6 | 12 | 6 | 11
3895 | 163 | 6 | 12 | 7 | 1 | 0 | 0 | 0 | 0 | 0 | 1 | 1 | 0 | 0 | 0 | 0 | 0 | 0 | 0 | 6 | 12 | 6 | 11
3896 | 163 | 6 | 12 | 8 | 1 | 0 | 0 | 0 | 0 | 0 | 1 | 1 | 0 | 0 | 0 | 0 | 0 | 0 | 0 | 6 | 12 | 6 | 11
3897 | 163 | 6 | 12 | 9 | 1 | 0 | 0 | 0 | 0 | 0 | 1 | 1 | 0 | 0 | 0 | 0 | 0 | 0 | 0 | 6 | 12 | 6 | 11
3898 | 163 | 6 | 12 | 10 | 1 | 0 | 0 | 0 | 0 | 0 | 1 | 1 | 0 | 0 | 0 | 0 | 0 | 0 | 0 | 6 | 12 | 6 | 11
3899 | 163 | 6 | 12 | 11 | 1 | 0 | 0 | 0 | 0 | 0 | 1 | 1 | 0 | 0 | 0 | 0 | 0 | 0 | 0 | 6 | 12 | 6 | 11
3900 | 163 | 6 | 12 | 12 | 1 | 0 | 0 | 0 | 0 | 0 | 1 | 1 | 0 | 0 | 0 | 0 | 0 | 0 | 0 | 6 | 12 | 6 | 11
3901 | 163 | 6 | 12 | 13 | 1 | 0 | 0 | 0 | 0 | 0 | 1 | 1 | 0 | 0 | 0 | 0 | 0 | 0 | 0 | 6 | 12 | 6 | 11
3902 | 163 | 6 | 12 | 14 | 1 | 0 | 0 | 0 | 0 | 1 | 0 | 1 | 0 | 0 | 0 | 0 | 0 | 0 | 0 | 6 | 12 | 6 | 11
3903 | 163 | 6 | 12 | 15 | 1 | 0 | 0 | 0 | 0 | 1 | 0 | 1 | 0 | 0 | 0 | 0 | 0 | 0 | 0 | 6 | 12 | 6 | 11
3904 | 163 | 6 | 12 | 16 | 1 | 0 | 0 | 0 | 0 | 1 | 0 | 1 | 0 | 0 | 0 | 0 | 0 | 0 | 0 | 6 | 12 | 6 | 11
3905 | 163 | 6 | 12 | 17 | 1 | 0 | 0 | 0 | 0 | 1 | 0 | 1 | 0 | 0 | 0 | 0 | 0 | 0 | 0 | 6 | 12 | 6 | 11
3906 | 163 | 6 | 12 | 18 | 1 | 0 | 0 | 0 | 0 | 1 | 0 | 1 | 0 | 0 | 0 | 0 | 0 | 0 | 0 | 6 | 12 | 6 | 11
3907 | 163 | 6 | 12 | 19 | 1 | 0 | 0 | 0 | 0 | 1 | 0 | 1 | 0 | 0 | 0 | 0 | 0 | 0 | 0 | 6 | 12 | 6 | 11
3908 | 163 | 6 | 12 | 20 | 1 | 0 | 0 | 0 | 0 | 0 | 1 | 1 | 0 | 0 | 0 | 0 | 0 | 0 | 0 | 6 | 12 | 6 | 11
3909 | 163 | 6 | 12 | 21 | 1 | 0 | 0 | 0 | 0 | 0 | 1 | 1 | 0 | 0 | 0 | 0 | 0 | 0 | 0 | 6 | 12 | 6 | 11
3910 | 163 | 6 | 12 | 22 | 1 | 0 | 0 | 0 | 0 | 0 | 1 | 1 | 0 | 0 | 0 | 0 | 0 | 0 | 0 | 6 | 12 | 6 | 11
3911 | 163 | 6 | 12 | 23 | 1 | 0 | 0 | 0 | 0 | 0 | 1 | 1 | 0 | 0 | 0 | 0 | 0 | 0 | 0 | 6 | 12 | 6 | 11
3912 | 163 | 6 | 12 | 24 | 1 | 0 | 0 | 0 | 0 | 0 | 1 | 1 | 0 | 0 | 0 | 0 | 0 | 0 | 0 | 6 | 12 | 6 | 11
3913 | 164 | 6 | 13 | 1 | 1 | 0 | 0 | 0 | 0 | 0 | 1 | 1 | 0 | 0 | 0 | 0 | 0 | 0 | 0 | 6 | 13 | 6 | 12
3914 | 164 | 6 | 13 | 2 | 1 | 0 | 0 | 0 | 0 | 0 | 1 | 1 | 0 | 0 | 0 | 0 | 0 | 0 | 0 | 6 | 13 | 6 | 12
3915 | 164 | 6 | 13 | 3 | 1 | 0 | 0 | 0 | 0 | 0 | 1 | 1 | 0 | 0 | 0 | 0 | 0 | 0 | 0 | 6 | 13 | 6 | 12
3916 | 164 | 6 | 13 | 4 | 1 | 0 | 0 | 0 | 0 | 0 | 1 | 1 | 0 | 0 | 0 | 0 | 0 | 0 | 0 | 6 | 13 | 6 | 12
3917 | 164 | 6 | 13 | 5 | 1 | 0 | 0 | 0 | 0 | 0 | 1 | 1 | 0 | 0 | 0 | 0 | 0 | 0 | 0 | 6 | 13 | 6 | 12
3918 | 164 | 6 | 13 | 6 | 1 | 0 | 0 | 0 | 0 | 0 | 1 | 1 | 0 | 0 | 0 | 0 | 0 | 0 | 0 | 6 | 13 | 6 | 12
3919 | 164 | 6 | 13 | 7 | 1 | 0 | 0 | 0 | 0 | 0 | 1 | 1 | 0 | 0 | 0 | 0 | 0 | 0 | 0 | 6 | 13 | 6 | 12
3920 | 164 | 6 | 13 | 8 | 1 | 0 | 0 | 0 | 0 | 0 | 1 | 1 | 0 | 0 | 0 | 0 | 0 | 0 | 0 | 6 | 13 | 6 | 12
3921 | 164 | 6 | 13 | 9 | 1 | 0 | 0 | 0 | 0 | 0 | 1 | 1 | 0 | 0 | 0 | 0 | 0 | 0 | 0 | 6 | 13 | 6 | 12
3922 | 164 | 6 | 13 | 10 | 1 | 0 | 0 | 0 | 0 | 0 | 1 | 1 | 0 | 0 | 0 | 0 | 0 | 0 | 0 | 6 | 13 | 6 | 12
3923 | 164 | 6 | 13 | 11 | 1 | 0 | 0 | 0 | 0 | 0 | 1 | 1 | 0 | 0 | 0 | 0 | 0 | 0 | 0 | 6 | 13 | 6 | 12
3924 | 164 | 6 | 13 | 12 | 1 | 0 | 0 | 0 | 0 | 0 | 1 | 1 | 0 | 0 | 0 | 0 | 0 | 0 | 0 | 6 | 13 | 6 | 12
3925 | 164 | 6 | 13 | 13 | 1 | 0 | 0 | 0 | 0 | 0 | 1 | 1 | 0 | 0 | 0 | 0 | 0 | 0 | 0 | 6 | 13 | 6 | 12
3926 | 164 | 6 | 13 | 14 | 1 | 0 | 0 | 0 | 0 | 1 | 0 | 1 | 0 | 0 | 0 | 0 | 0 | 0 | 0 | 6 | 13 | 6 | 12
3927 | 164 | 6 | 13 | 15 | 1 | 0 | 0 | 0 | 0 | 1 | 0 | 1 | 0 | 0 | 0 | 0 | 0 | 0 | 0 | 6 | 13 | 6 | 12
3928 | 164 | 6 | 13 | 16 | 1 | 0 | 0 | 0 | 0 | 1 | 0 | 1 | 0 | 0 | 0 | 0 | 0 | 0 | 0 | 6 | 13 | 6 | 12
3929 | 164 | 6 | 13 | 17 | 1 | 0 | 0 | 0 | 0 | 1 | 0 | 1 | 0 | 0 | 0 | 0 | 0 | 0 | 0 | 6 | 13 | 6 | 12
3930 | 164 | 6 | 13 | 18 | 1 | 0 | 0 | 0 | 0 | 1 | 0 | 1 | 0 | 0 | 0 | 0 | 0 | 0 | 0 | 6 | 13 | 6 | 12
3931 | 164 | 6 | 13 | 19 | 1 | 0 | 0 | 0 | 0 | 1 | 0 | 1 | 0 | 0 | 0 | 0 | 0 | 0 | 0 | 6 | 13 | 6 | 12
3932 | 164 | 6 | 13 | 20 | 1 | 0 | 0 | 0 | 0 | 0 | 1 | 1 | 0 | 0 | 0 | 0 | 0 | 0 | 0 | 6 | 13 | 6 | 12
3933 | 164 | 6 | 13 | 21 | 1 | 0 | 0 | 0 | 0 | 0 | 1 | 1 | 0 | 0 | 0 | 0 | 0 | 0 | 0 | 6 | 13 | 6 | 12
3934 | 164 | 6 | 13 | 22 | 1 | 0 | 0 | 0 | 0 | 0 | 1 | 1 | 0 | 0 | 0 | 0 | 0 | 0 | 0 | 6 | 13 | 6 | 12
3935 | 164 | 6 | 13 | 23 | 1 | 0 | 0 | 0 | 0 | 0 | 1 | 1 | 0 | 0 | 0 | 0 | 0 | 0 | 0 | 6 | 13 | 6 | 12
3936 | 164 | 6 | 13 | 24 | 1 | 0 | 0 | 0 | 0 | 0 | 1 | 1 | 0 | 0 | 0 | 0 | 0 | 0 | 0 | 6 | 13 | 6 | 12
3937 | 165 | 6 | 14 | 1 | 1 | 0 | 0 | 0 | 0 | 0 | 1 | 1 | 0 | 0 | 0 | 0 | 0 | 0 | 0 | 6 | 14 | 6 | 13
3938 | 165 | 6 | 14 | 2 | 1 | 0 | 0 | 0 | 0 | 0 | 1 | 1 | 0 | 0 | 0 | 0 | 0 | 0 | 0 | 6 | 14 | 6 | 13
3939 | 165 | 6 | 14 | 3 | 1 | 0 | 0 | 0 | 0 | 0 | 1 | 1 | 0 | 0 | 0 | 0 | 0 | 0 | 0 | 6 | 14 | 6 | 13
3940 | 165 | 6 | 14 | 4 | 1 | 0 | 0 | 0 | 0 | 0 | 1 | 1 | 0 | 0 | 0 | 0 | 0 | 0 | 0 | 6 | 14 | 6 | 13
3941 | 165 | 6 | 14 | 5 | 1 | 0 | 0 | 0 | 0 | 0 | 1 | 1 | 0 | 0 | 0 | 0 | 0 | 0 | 0 | 6 | 14 | 6 | 13
3942 | 165 | 6 | 14 | 6 | 1 | 0 | 0 | 0 | 0 | 0 | 1 | 1 | 0 | 0 | 0 | 0 | 0 | 0 | 0 | 6 | 14 | 6 | 13
3943 | 165 | 6 | 14 | 7 | 1 | 0 | 0 | 0 | 0 | 0 | 1 | 1 | 0 | 0 | 0 | 0 | 0 | 0 | 0 | 6 | 14 | 6 | 13
3944 | 165 | 6 | 14 | 8 | 1 | 0 | 0 | 0 | 0 | 0 | 1 | 1 | 0 | 0 | 0 | 0 | 0 | 0 | 0 | 6 | 14 | 6 | 13
3945 | 165 | 6 | 14 | 9 | 1 | 0 | 0 | 0 | 0 | 0 | 1 | 1 | 0 | 0 | 0 | 0 | 0 | 0 | 0 | 6 | 14 | 6 | 13
3946 | 165 | 6 | 14 | 10 | 1 | 0 | 0 | 0 | 0 | 0 | 1 | 1 | 0 | 0 | 0 | 0 | 0 | 0 | 0 | 6 | 14 | 6 | 13
3947 | 165 | 6 | 14 | 11 | 1 | 0 | 0 | 0 | 0 | 0 | 1 | 1 | 0 | 0 | 0 | 0 | 0 | 0 | 0 | 6 | 14 | 6 | 13
3948 | 165 | 6 | 14 | 12 | 1 | 0 | 0 | 0 | 0 | 0 | 1 | 1 | 0 | 0 | 0 | 0 | 0 | 0 | 0 | 6 | 14 | 6 | 13
3949 | 165 | 6 | 14 | 13 | 1 | 0 | 0 | 0 | 0 | 0 | 1 | 1 | 0 | 0 | 0 | 0 | 0 | 0 | 0 | 6 | 14 | 6 | 13
3950 | 165 | 6 | 14 | 14 | 1 | 0 | 0 | 0 | 0 | 1 | 0 | 1 | 0 | 0 | 0 | 0 | 0 | 0 | 0 | 6 | 14 | 6 | 13
3951 | 165 | 6 | 14 | 15 | 1 | 0 | 0 | 0 | 0 | 1 | 0 | 1 | 0 | 0 | 0 | 0 | 0 | 0 | 0 | 6 | 14 | 6 | 13
3952 | 165 | 6 | 14 | 16 | 1 | 0 | 0 | 0 | 0 | 1 | 0 | 1 | 0 | 0 | 0 | 0 | 0 | 0 | 0 | 6 | 14 | 6 | 13
3953 | 165 | 6 | 14 | 17 | 1 | 0 | 0 | 0 | 0 | 1 | 0 | 1 | 0 | 0 | 0 | 0 | 0 | 0 | 0 | 6 | 14 | 6 | 13
3954 | 165 | 6 | 14 | 18 | 1 | 0 | 0 | 0 | 0 | 1 | 0 | 1 | 0 | 0 | 0 | 0 | 0 | 0 | 0 | 6 | 14 | 6 | 13
3955 | 165 | 6 | 14 | 19 | 1 | 0 | 0 | 0 | 0 | 1 | 0 | 1 | 0 | 0 | 0 | 0 | 0 | 0 | 0 | 6 | 14 | 6 | 13
3956 | 165 | 6 | 14 | 20 | 1 | 0 | 0 | 0 | 0 | 0 | 1 | 1 | 0 | 0 | 0 | 0 | 0 | 0 | 0 | 6 | 14 | 6 | 13
3957 | 165 | 6 | 14 | 21 | 1 | 0 | 0 | 0 | 0 | 0 | 1 | 1 | 0 | 0 | 0 | 0 | 0 | 0 | 0 | 6 | 14 | 6 | 13
3958 | 165 | 6 | 14 | 22 | 1 | 0 | 0 | 0 | 0 | 0 | 1 | 1 | 0 | 0 | 0 | 0 | 0 | 0 | 0 | 6 | 14 | 6 | 13
3959 | 165 | 6 | 14 | 23 | 1 | 0 | 0 | 0 | 0 | 0 | 1 | 1 | 0 | 0 | 0 | 0 | 0 | 0 | 0 | 6 | 14 | 6 | 13
3960 | 165 | 6 | 14 | 24 | 1 | 0 | 0 | 0 | 0 | 0 | 1 | 1 | 0 | 0 | 0 | 0 | 0 | 0 | 0 | 6 | 14 | 6 | 13
3961 | 166 | 6 | 15 | 1 | 1 | 0 | 0 | 0 | 0 | 0 | 1 | 1 | 0 | 0 | 0 | 0 | 0 | 0 | 0 | 6 | 15 | 6 | 14
3962 | 166 | 6 | 15 | 2 | 1 | 0 | 0 | 0 | 0 | 0 | 1 | 1 | 0 | 0 | 0 | 0 | 0 | 0 | 0 | 6 | 15 | 6 | 14
3963 | 166 | 6 | 15 | 3 | 1 | 0 | 0 | 0 | 0 | 0 | 1 | 1 | 0 | 0 | 0 | 0 | 0 | 0 | 0 | 6 | 15 | 6 | 14
3964 | 166 | 6 | 15 | 4 | 1 | 0 | 0 | 0 | 0 | 0 | 1 | 1 | 0 | 0 | 0 | 0 | 0 | 0 | 0 | 6 | 15 | 6 | 14
3965 | 166 | 6 | 15 | 5 | 1 | 0 | 0 | 0 | 0 | 0 | 1 | 1 | 0 | 0 | 0 | 0 | 0 | 0 | 0 | 6 | 15 | 6 | 14
3966 | 166 | 6 | 15 | 6 | 1 | 0 | 0 | 0 | 0 | 0 | 1 | 1 | 0 | 0 | 0 | 0 | 0 | 0 | 0 | 6 | 15 | 6 | 14
3967 | 166 | 6 | 15 | 7 | 1 | 0 | 0 | 0 | 0 | 0 | 1 | 1 | 0 | 0 | 0 | 0 | 0 | 0 | 0 | 6 | 15 | 6 | 14
3968 | 166 | 6 | 15 | 8 | 1 | 0 | 0 | 0 | 0 | 0 | 1 | 1 | 0 | 0 | 0 | 0 | 0 | 0 | 0 | 6 | 15 | 6 | 14
3969 | 166 | 6 | 15 | 9 | 1 | 0 | 0 | 0 | 0 | 0 | 1 | 1 | 0 | 0 | 0 | 0 | 0 | 0 | 0 | 6 | 15 | 6 | 14
3970 | 166 | 6 | 15 | 10 | 1 | 0 | 0 | 0 | 0 | 0 | 1 | 1 | 0 | 0 | 0 | 0 | 0 | 0 | 0 | 6 | 15 | 6 | 14
3971 | 166 | 6 | 15 | 11 | 1 | 0 | 0 | 0 | 0 | 0 | 1 | 1 | 0 | 0 | 0 | 0 | 0 | 0 | 0 | 6 | 15 | 6 | 14
3972 | 166 | 6 | 15 | 12 | 1 | 0 | 0 | 0 | 0 | 0 | 1 | 1 | 0 | 0 | 0 | 0 | 0 | 0 | 0 | 6 | 15 | 6 | 14
3973 | 166 | 6 | 15 | 13 | 1 | 0 | 0 | 0 | 0 | 0 | 1 | 1 | 0 | 0 | 0 | 0 | 0 | 0 | 0 | 6 | 15 | 6 | 14
3974 | 166 | 6 | 15 | 14 | 1 | 0 | 0 | 0 | 0 | 1 | 0 | 1 | 0 | 0 | 0 | 0 | 0 | 0 | 0 | 6 | 15 | 6 | 14
3975 | 166 | 6 | 15 | 15 | 1 | 0 | 0 | 0 | 0 | 1 | 0 | 1 | 0 | 0 | 0 | 0 | 0 | 0 | 0 | 6 | 15 | 6 | 14
3976 | 166 | 6 | 15 | 16 | 1 | 0 | 0 | 0 | 0 | 1 | 0 | 1 | 0 | 0 | 0 | 0 | 0 | 0 | 0 | 6 | 15 | 6 | 14
3977 | 166 | 6 | 15 | 17 | 1 | 0 | 0 | 0 | 0 | 1 | 0 | 1 | 0 | 0 | 0 | 0 | 0 | 0 | 0 | 6 | 15 | 6 | 14
3978 | 166 | 6 | 15 | 18 | 1 | 0 | 0 | 0 | 0 | 1 | 0 | 1 | 0 | 0 | 0 | 0 | 0 | 0 | 0 | 6 | 15 | 6 | 14
3979 | 166 | 6 | 15 | 19 | 1 | 0 | 0 | 0 | 0 | 1 | 0 | 1 | 0 | 0 | 0 | 0 | 0 | 0 | 0 | 6 | 15 | 6 | 14
3980 | 166 | 6 | 15 | 20 | 1 | 0 | 0 | 0 | 0 | 0 | 1 | 1 | 0 | 0 | 0 | 0 | 0 | 0 | 0 | 6 | 15 | 6 | 14
3981 | 166 | 6 | 15 | 21 | 1 | 0 | 0 | 0 | 0 | 0 | 1 | 1 | 0 | 0 | 0 | 0 | 0 | 0 | 0 | 6 | 15 | 6 | 14
3982 | 166 | 6 | 15 | 22 | 1 | 0 | 0 | 0 | 0 | 0 | 1 | 1 | 0 | 0 | 0 | 0 | 0 | 0 | 0 | 6 | 15 | 6 | 14
3983 | 166 | 6 | 15 | 23 | 1 | 0 | 0 | 0 | 0 | 0 | 1 | 1 | 0 | 0 | 0 | 0 | 0 | 0 | 0 | 6 | 15 | 6 | 14
3984 | 166 | 6 | 15 | 24 | 1 | 0 | 0 | 0 | 0 | 0 | 1 | 1 | 0 | 0 | 0 | 0 | 0 | 0 | 0 | 6 | 15 | 6 | 14
3985 | 167 | 6 | 16 | 1 | 1 | 0 | 0 | 0 | 0 | 0 | 1 | 1 | 0 | 0 | 0 | 0 | 0 | 0 | 0 | 6 | 16 | 6 | 15
3986 | 167 | 6 | 16 | 2 | 1 | 0 | 0 | 0 | 0 | 0 | 1 | 1 | 0 | 0 | 0 | 0 | 0 | 0 | 0 | 6 | 16 | 6 | 15
3987 | 167 | 6 | 16 | 3 | 1 | 0 | 0 | 0 | 0 | 0 | 1 | 1 | 0 | 0 | 0 | 0 | 0 | 0 | 0 | 6 | 16 | 6 | 15
3988 | 167 | 6 | 16 | 4 | 1 | 0 | 0 | 0 | 0 | 0 | 1 | 1 | 0 | 0 | 0 | 0 | 0 | 0 | 0 | 6 | 16 | 6 | 15
3989 | 167 | 6 | 16 | 5 | 1 | 0 | 0 | 0 | 0 | 0 | 1 | 1 | 0 | 0 | 0 | 0 | 0 | 0 | 0 | 6 | 16 | 6 | 15
3990 | 167 | 6 | 16 | 6 | 1 | 0 | 0 | 0 | 0 | 0 | 1 | 1 | 0 | 0 | 0 | 0 | 0 | 0 | 0 | 6 | 16 | 6 | 15
3991 | 167 | 6 | 16 | 7 | 1 | 0 | 0 | 0 | 0 | 0 | 1 | 1 | 0 | 0 | 0 | 0 | 0 | 0 | 0 | 6 | 16 | 6 | 15
3992 | 167 | 6 | 16 | 8 | 1 | 0 | 0 | 0 | 0 | 0 | 1 | 1 | 0 | 0 | 0 | 0 | 0 | 0 | 0 | 6 | 16 | 6 | 15
3993 | 167 | 6 | 16 | 9 | 1 | 0 | 0 | 0 | 0 | 0 | 1 | 1 | 0 | 0 | 0 | 0 | 0 | 0 | 0 | 6 | 16 | 6 | 15
3994 | 167 | 6 | 16 | 10 | 1 | 0 | 0 | 0 | 0 | 0 | 1 | 1 | 0 | 0 | 0 | 0 | 0 | 0 | 0 | 6 | 16 | 6 | 15
3995 | 167 | 6 | 16 | 11 | 1 | 0 | 0 | 0 | 0 | 0 | 1 | 1 | 0 | 0 | 0 | 0 | 0 | 0 | 0 | 6 | 16 | 6 | 15
3996 | 167 | 6 | 16 | 12 | 1 | 0 | 0 | 0 | 0 | 0 | 1 | 1 | 0 | 0 | 0 | 0 | 0 | 0 | 0 | 6 | 16 | 6 | 15
3997 | 167 | 6 | 16 | 13 | 1 | 0 | 0 | 0 | 0 | 0 | 1 | 1 | 0 | 0 | 0 | 0 | 0 | 0 | 0 | 6 | 16 | 6 | 15
3998 | 167 | 6 | 16 | 14 | 1 | 0 | 0 | 0 | 0 | 1 | 0 | 1 | 0 | 0 | 0 | 0 | 0 | 0 | 0 | 6 | 16 | 6 | 15
3999 | 167 | 6 | 16 | 15 | 1 | 0 | 0 | 0 | 0 | 1 | 0 | 1 | 0 | 0 | 0 | 0 | 0 | 0 | 0 | 6 | 16 | 6 | 15
4000 | 167 | 6 | 16 | 16 | 1 | 0 | 0 | 0 | 0 | 1 | 0 | 1 | 0 | 0 | 0 | 0 | 0 | 0 | 0 | 6 | 16 | 6 | 15
4001 | 167 | 6 | 16 | 17 | 1 | 0 | 0 | 0 | 0 | 1 | 0 | 1 | 0 | 0 | 0 | 0 | 0 | 0 | 0 | 6 | 16 | 6 | 15
4002 | 167 | 6 | 16 | 18 | 1 | 0 | 0 | 0 | 0 | 1 | 0 | 1 | 0 | 0 | 0 | 0 | 0 | 0 | 0 | 6 | 16 | 6 | 15
4003 | 167 | 6 | 16 | 19 | 1 | 0 | 0 | 0 | 0 | 1 | 0 | 1 | 0 | 0 | 0 | 0 | 0 | 0 | 0 | 6 | 16 | 6 | 15
4004 | 167 | 6 | 16 | 20 | 1 | 0 | 0 | 0 | 0 | 0 | 1 | 1 | 0 | 0 | 0 | 0 | 0 | 0 | 0 | 6 | 16 | 6 | 15
4005 | 167 | 6 | 16 | 21 | 1 | 0 | 0 | 0 | 0 | 0 | 1 | 1 | 0 | 0 | 0 | 0 | 0 | 0 | 0 | 6 | 16 | 6 | 15
4006 | 167 | 6 | 16 | 22 | 1 | 0 | 0 | 0 | 0 | 0 | 1 | 1 | 0 | 0 | 0 | 0 | 0 | 0 | 0 | 6 | 16 | 6 | 15
4007 | 167 | 6 | 16 | 23 | 1 | 0 | 0 | 0 | 0 | 0 | 1 | 1 | 0 | 0 | 0 | 0 | 0 | 0 | 0 | 6 | 16 | 6 | 15
4008 | 167 | 6 | 16 | 24 | 1 | 0 | 0 | 0 | 0 | 0 | 1 | 1 | 0 | 0 | 0 | 0 | 0 | 0 | 0 | 6 | 16 | 6 | 15
4009 | 168 | 6 | 17 | 1 | 0 | 0 | 0 | 0 | 0 | 0 | 1 | 1 | 0 | 0 | 0 | 0 | 0 | 0 | 0 | 6 | 17 | 6 | 16
4010 | 168 | 6 | 17 | 2 | 0 | 0 | 0 | 0 | 0 | 0 | 1 | 1 | 0 | 0 | 0 | 0 | 0 | 0 | 0 | 6 | 17 | 6 | 16
4011 | 168 | 6 | 17 | 3 | 0 | 0 | 0 | 0 | 0 | 0 | 1 | 1 | 0 | 0 | 0 | 0 | 0 | 0 | 0 | 6 | 17 | 6 | 16
4012 | 168 | 6 | 17 | 4 | 0 | 0 | 0 | 0 | 0 | 0 | 1 | 1 | 0 | 0 | 0 | 0 | 0 | 0 | 0 | 6 | 17 | 6 | 16
4013 | 168 | 6 | 17 | 5 | 0 | 0 | 0 | 0 | 0 | 0 | 1 | 1 | 0 | 0 | 0 | 0 | 0 | 0 | 0 | 6 | 17 | 6 | 16
4014 | 168 | 6 | 17 | 6 | 0 | 0 | 0 | 0 | 0 | 0 | 1 | 1 | 0 | 0 | 0 | 0 | 0 | 0 | 0 | 6 | 17 | 6 | 16
4015 | 168 | 6 | 17 | 7 | 0 | 0 | 0 | 0 | 0 | 0 | 1 | 1 | 0 | 0 | 0 | 0 | 0 | 0 | 0 | 6 | 17 | 6 | 16
4016 | 168 | 6 | 17 | 8 | 0 | 0 | 0 | 0 | 0 | 0 | 1 | 1 | 0 | 0 | 0 | 0 | 0 | 0 | 0 | 6 | 17 | 6 | 16
4017 | 168 | 6 | 17 | 9 | 0 | 0 | 0 | 0 | 0 | 0 | 1 | 1 | 0 | 0 | 0 | 0 | 0 | 0 | 0 | 6 | 17 | 6 | 16
4018 | 168 | 6 | 17 | 10 | 0 | 0 | 0 | 0 | 0 | 0 | 1 | 1 | 0 | 0 | 0 | 0 | 0 | 0 | 0 | 6 | 17 | 6 | 16
4019 | 168 | 6 | 17 | 11 | 0 | 0 | 0 | 0 | 0 | 0 | 1 | 1 | 0 | 0 | 0 | 0 | 0 | 0 | 0 | 6 | 17 | 6 | 16
4020 | 168 | 6 | 17 | 12 | 0 | 0 | 0 | 0 | 0 | 0 | 1 | 1 | 0 | 0 | 0 | 0 | 0 | 0 | 0 | 6 | 17 | 6 | 16
4021 | 168 | 6 | 17 | 13 | 0 | 0 | 0 | 0 | 0 | 0 | 1 | 1 | 0 | 0 | 0 | 0 | 0 | 0 | 0 | 6 | 17 | 6 | 16
4022 | 168 | 6 | 17 | 14 | 0 | 0 | 0 | 0 | 0 | 0 | 1 | 1 | 0 | 0 | 0 | 0 | 0 | 0 | 0 | 6 | 17 | 6 | 16
4023 | 168 | 6 | 17 | 15 | 0 | 0 | 0 | 0 | 0 | 0 | 1 | 1 | 0 | 0 | 0 | 0 | 0 | 0 | 0 | 6 | 17 | 6 | 16
4024 | 168 | 6 | 17 | 16 | 0 | 0 | 0 | 0 | 0 | 0 | 1 | 1 | 0 | 0 | 0 | 0 | 0 | 0 | 0 | 6 | 17 | 6 | 16
4025 | 168 | 6 | 17 | 17 | 0 | 0 | 0 | 0 | 0 | 0 | 1 | 1 | 0 | 0 | 0 | 0 | 0 | 0 | 0 | 6 | 17 | 6 | 16
4026 | 168 | 6 | 17 | 18 | 0 | 0 | 0 | 0 | 0 | 0 | 1 | 1 | 0 | 0 | 0 | 0 | 0 | 0 | 0 | 6 | 17 | 6 | 16
4027 | 168 | 6 | 17 | 19 | 0 | 0 | 0 | 0 | 0 | 0 | 1 | 1 | 0 | 0 | 0 | 0 | 0 | 0 | 0 | 6 | 17 | 6 | 16
4028 | 168 | 6 | 17 | 20 | 0 | 0 | 0 | 0 | 0 | 0 | 1 | 1 | 0 | 0 | 0 | 0 | 0 | 0 | 0 | 6 | 17 | 6 | 16
4029 | 168 | 6 | 17 | 21 | 0 | 0 | 0 | 0 | 0 | 0 | 1 | 1 | 0 | 0 | 0 | 0 | 0 | 0 | 0 | 6 | 17 | 6 | 16
4030 | 168 | 6 | 17 | 22 | 0 | 0 | 0 | 0 | 0 | 0 | 1 | 1 | 0 | 0 | 0 | 0 | 0 | 0 | 0 | 6 | 17 | 6 | 16
4031 | 168 | 6 | 17 | 23 | 0 | 0 | 0 | 0 | 0 | 0 | 1 | 1 | 0 | 0 | 0 | 0 | 0 | 0 | 0 | 6 | 17 | 6 | 16
4032 | 168 | 6 | 17 | 24 | 0 | 0 | 0 | 0 | 0 | 0 | 1 | 1 | 0 | 0 | 0 | 0 | 0 | 0 | 0 | 6 | 17 | 6 | 16
4033 | 169 | 6 | 18 | 1 | 0 | 0 | 0 | 0 | 0 | 0 | 1 | 1 | 0 | 0 | 0 | 0 | 0 | 0 | 0 | 6 | 18 | 6 | 17
4034 | 169 | 6 | 18 | 2 | 0 | 0 | 0 | 0 | 0 | 0 | 1 | 1 | 0 | 0 | 0 | 0 | 0 | 0 | 0 | 6 | 18 | 6 | 17
4035 | 169 | 6 | 18 | 3 | 0 | 0 | 0 | 0 | 0 | 0 | 1 | 1 | 0 | 0 | 0 | 0 | 0 | 0 | 0 | 6 | 18 | 6 | 17
4036 | 169 | 6 | 18 | 4 | 0 | 0 | 0 | 0 | 0 | 0 | 1 | 1 | 0 | 0 | 0 | 0 | 0 | 0 | 0 | 6 | 18 | 6 | 17
4037 | 169 | 6 | 18 | 5 | 0 | 0 | 0 | 0 | 0 | 0 | 1 | 1 | 0 | 0 | 0 | 0 | 0 | 0 | 0 | 6 | 18 | 6 | 17
4038 | 169 | 6 | 18 | 6 | 0 | 0 | 0 | 0 | 0 | 0 | 1 | 1 | 0 | 0 | 0 | 0 | 0 | 0 | 0 | 6 | 18 | 6 | 17
4039 | 169 | 6 | 18 | 7 | 0 | 0 | 0 | 0 | 0 | 0 | 1 | 1 | 0 | 0 | 0 | 0 | 0 | 0 | 0 | 6 | 18 | 6 | 17
4040 | 169 | 6 | 18 | 8 | 0 | 0 | 0 | 0 | 0 | 0 | 1 | 1 | 0 | 0 | 0 | 0 | 0 | 0 | 0 | 6 | 18 | 6 | 17
4041 | 169 | 6 | 18 | 9 | 0 | 0 | 0 | 0 | 0 | 0 | 1 | 1 | 0 | 0 | 0 | 0 | 0 | 0 | 0 | 6 | 18 | 6 | 17
4042 | 169 | 6 | 18 | 10 | 0 | 0 | 0 | 0 | 0 | 0 | 1 | 1 | 0 | 0 | 0 | 0 | 0 | 0 | 0 | 6 | 18 | 6 | 17
4043 | 169 | 6 | 18 | 11 | 0 | 0 | 0 | 0 | 0 | 0 | 1 | 1 | 0 | 0 | 0 | 0 | 0 | 0 | 0 | 6 | 18 | 6 | 17
4044 | 169 | 6 | 18 | 12 | 0 | 0 | 0 | 0 | 0 | 0 | 1 | 1 | 0 | 0 | 0 | 0 | 0 | 0 | 0 | 6 | 18 | 6 | 17
4045 | 169 | 6 | 18 | 13 | 0 | 0 | 0 | 0 | 0 | 0 | 1 | 1 | 0 | 0 | 0 | 0 | 0 | 0 | 0 | 6 | 18 | 6 | 17
4046 | 169 | 6 | 18 | 14 | 0 | 0 | 0 | 0 | 0 | 0 | 1 | 1 | 0 | 0 | 0 | 0 | 0 | 0 | 0 | 6 | 18 | 6 | 17
4047 | 169 | 6 | 18 | 15 | 0 | 0 | 0 | 0 | 0 | 0 | 1 | 1 | 0 | 0 | 0 | 0 | 0 | 0 | 0 | 6 | 18 | 6 | 17
4048 | 169 | 6 | 18 | 16 | 0 | 0 | 0 | 0 | 0 | 0 | 1 | 1 | 0 | 0 | 0 | 0 | 0 | 0 | 0 | 6 | 18 | 6 | 17
4049 | 169 | 6 | 18 | 17 | 0 | 0 | 0 | 0 | 0 | 0 | 1 | 1 | 0 | 0 | 0 | 0 | 0 | 0 | 0 | 6 | 18 | 6 | 17
4050 | 169 | 6 | 18 | 18 | 0 | 0 | 0 | 0 | 0 | 0 | 1 | 1 | 0 | 0 | 0 | 0 | 0 | 0 | 0 | 6 | 18 | 6 | 17
4051 | 169 | 6 | 18 | 19 | 0 | 0 | 0 | 0 | 0 | 0 | 1 | 1 | 0 | 0 | 0 | 0 | 0 | 0 | 0 | 6 | 18 | 6 | 17
4052 | 169 | 6 | 18 | 20 | 0 | 0 | 0 | 0 | 0 | 0 | 1 | 1 | 0 | 0 | 0 | 0 | 0 | 0 | 0 | 6 | 18 | 6 | 17
4053 | 169 | 6 | 18 | 21 | 0 | 0 | 0 | 0 | 0 | 0 | 1 | 1 | 0 | 0 | 0 | 0 | 0 | 0 | 0 | 6 | 18 | 6 | 17
4054 | 169 | 6 | 18 | 22 | 0 | 0 | 0 | 0 | 0 | 0 | 1 | 1 | 0 | 0 | 0 | 0 | 0 | 0 | 0 | 6 | 18 | 6 | 17
4055 | 169 | 6 | 18 | 23 | 0 | 0 | 0 | 0 | 0 | 0 | 1 | 1 | 0 | 0 | 0 | 0 | 0 | 0 | 0 | 6 | 18 | 6 | 17
4056 | 169 | 6 | 18 | 24 | 0 | 0 | 0 | 0 | 0 | 0 | 1 | 1 | 0 | 0 | 0 | 0 | 0 | 0 | 0 | 6 | 18 | 6 | 17
4057 | 170 | 6 | 19 | 1 | 1 | 0 | 0 | 0 | 0 | 0 | 1 | 1 | 0 | 0 | 0 | 0 | 0 | 0 | 0 | 6 | 19 | 6 | 18
4058 | 170 | 6 | 19 | 2 | 1 | 0 | 0 | 0 | 0 | 0 | 1 | 1 | 0 | 0 | 0 | 0 | 0 | 0 | 0 | 6 | 19 | 6 | 18
4059 | 170 | 6 | 19 | 3 | 1 | 0 | 0 | 0 | 0 | 0 | 1 | 1 | 0 | 0 | 0 | 0 | 0 | 0 | 0 | 6 | 19 | 6 | 18
4060 | 170 | 6 | 19 | 4 | 1 | 0 | 0 | 0 | 0 | 0 | 1 | 1 | 0 | 0 | 0 | 0 | 0 | 0 | 0 | 6 | 19 | 6 | 18
4061 | 170 | 6 | 19 | 5 | 1 | 0 | 0 | 0 | 0 | 0 | 1 | 1 | 0 | 0 | 0 | 0 | 0 | 0 | 0 | 6 | 19 | 6 | 18
4062 | 170 | 6 | 19 | 6 | 1 | 0 | 0 | 0 | 0 | 0 | 1 | 1 | 0 | 0 | 0 | 0 | 0 | 0 | 0 | 6 | 19 | 6 | 18
4063 | 170 | 6 | 19 | 7 | 1 | 0 | 0 | 0 | 0 | 0 | 1 | 1 | 0 | 0 | 0 | 0 | 0 | 0 | 0 | 6 | 19 | 6 | 18
4064 | 170 | 6 | 19 | 8 | 1 | 0 | 0 | 0 | 0 | 0 | 1 | 1 | 0 | 0 | 0 | 0 | 0 | 0 | 0 | 6 | 19 | 6 | 18
4065 | 170 | 6 | 19 | 9 | 1 | 0 | 0 | 0 | 0 | 0 | 1 | 1 | 0 | 0 | 0 | 0 | 0 | 0 | 0 | 6 | 19 | 6 | 18
4066 | 170 | 6 | 19 | 10 | 1 | 0 | 0 | 0 | 0 | 0 | 1 | 1 | 0 | 0 | 0 | 0 | 0 | 0 | 0 | 6 | 19 | 6 | 18
4067 | 170 | 6 | 19 | 11 | 1 | 0 | 0 | 0 | 0 | 0 | 1 | 1 | 0 | 0 | 0 | 0 | 0 | 0 | 0 | 6 | 19 | 6 | 18
4068 | 170 | 6 | 19 | 12 | 1 | 0 | 0 | 0 | 0 | 0 | 1 | 1 | 0 | 0 | 0 | 0 | 0 | 0 | 0 | 6 | 19 | 6 | 18
4069 | 170 | 6 | 19 | 13 | 1 | 0 | 0 | 0 | 0 | 0 | 1 | 1 | 0 | 0 | 0 | 0 | 0 | 0 | 0 | 6 | 19 | 6 | 18
4070 | 170 | 6 | 19 | 14 | 1 | 0 | 0 | 0 | 0 | 1 | 0 | 1 | 0 | 0 | 0 | 0 | 0 | 0 | 0 | 6 | 19 | 6 | 18
4071 | 170 | 6 | 19 | 15 | 1 | 0 | 0 | 0 | 0 | 1 | 0 | 1 | 0 | 0 | 0 | 0 | 0 | 0 | 0 | 6 | 19 | 6 | 18
4072 | 170 | 6 | 19 | 16 | 1 | 0 | 0 | 0 | 0 | 1 | 0 | 1 | 0 | 0 | 0 | 0 | 0 | 0 | 0 | 6 | 19 | 6 | 18
4073 | 170 | 6 | 19 | 17 | 1 | 0 | 0 | 0 | 0 | 1 | 0 | 1 | 0 | 0 | 0 | 0 | 0 | 0 | 0 | 6 | 19 | 6 | 18
4074 | 170 | 6 | 19 | 18 | 1 | 0 | 0 | 0 | 0 | 1 | 0 | 1 | 0 | 0 | 0 | 0 | 0 | 0 | 0 | 6 | 19 | 6 | 18
4075 | 170 | 6 | 19 | 19 | 1 | 0 | 0 | 0 | 0 | 1 | 0 | 1 | 0 | 0 | 0 | 0 | 0 | 0 | 0 | 6 | 19 | 6 | 18
4076 | 170 | 6 | 19 | 20 | 1 | 0 | 0 | 0 | 0 | 0 | 1 | 1 | 0 | 0 | 0 | 0 | 0 | 0 | 0 | 6 | 19 | 6 | 18
4077 | 170 | 6 | 19 | 21 | 1 | 0 | 0 | 0 | 0 | 0 | 1 | 1 | 0 | 0 | 0 | 0 | 0 | 0 | 0 | 6 | 19 | 6 | 18
4078 | 170 | 6 | 19 | 22 | 1 | 0 | 0 | 0 | 0 | 0 | 1 | 1 | 0 | 0 | 0 | 0 | 0 | 0 | 0 | 6 | 19 | 6 | 18
4079 | 170 | 6 | 19 | 23 | 1 | 0 | 0 | 0 | 0 | 0 | 1 | 1 | 0 | 0 | 0 | 0 | 0 | 0 | 0 | 6 | 19 | 6 | 18
4080 | 170 | 6 | 19 | 24 | 1 | 0 | 0 | 0 | 0 | 0 | 1 | 1 | 0 | 0 | 0 | 0 | 0 | 0 | 0 | 6 | 19 | 6 | 18
4081 | 171 | 6 | 20 | 1 | 1 | 0 | 0 | 0 | 0 | 0 | 1 | 1 | 0 | 0 | 0 | 0 | 0 | 0 | 0 | 6 | 20 | 6 | 19
4082 | 171 | 6 | 20 | 2 | 1 | 0 | 0 | 0 | 0 | 0 | 1 | 1 | 0 | 0 | 0 | 0 | 0 | 0 | 0 | 6 | 20 | 6 | 19
4083 | 171 | 6 | 20 | 3 | 1 | 0 | 0 | 0 | 0 | 0 | 1 | 1 | 0 | 0 | 0 | 0 | 0 | 0 | 0 | 6 | 20 | 6 | 19
4084 | 171 | 6 | 20 | 4 | 1 | 0 | 0 | 0 | 0 | 0 | 1 | 1 | 0 | 0 | 0 | 0 | 0 | 0 | 0 | 6 | 20 | 6 | 19
4085 | 171 | 6 | 20 | 5 | 1 | 0 | 0 | 0 | 0 | 0 | 1 | 1 | 0 | 0 | 0 | 0 | 0 | 0 | 0 | 6 | 20 | 6 | 19
4086 | 171 | 6 | 20 | 6 | 1 | 0 | 0 | 0 | 0 | 0 | 1 | 1 | 0 | 0 | 0 | 0 | 0 | 0 | 0 | 6 | 20 | 6 | 19
4087 | 171 | 6 | 20 | 7 | 1 | 0 | 0 | 0 | 0 | 0 | 1 | 1 | 0 | 0 | 0 | 0 | 0 | 0 | 0 | 6 | 20 | 6 | 19
4088 | 171 | 6 | 20 | 8 | 1 | 0 | 0 | 0 | 0 | 0 | 1 | 1 | 0 | 0 | 0 | 0 | 0 | 0 | 0 | 6 | 20 | 6 | 19
4089 | 171 | 6 | 20 | 9 | 1 | 0 | 0 | 0 | 0 | 0 | 1 | 1 | 0 | 0 | 0 | 0 | 0 | 0 | 0 | 6 | 20 | 6 | 19
4090 | 171 | 6 | 20 | 10 | 1 | 0 | 0 | 0 | 0 | 0 | 1 | 1 | 0 | 0 | 0 | 0 | 0 | 0 | 0 | 6 | 20 | 6 | 19
4091 | 171 | 6 | 20 | 11 | 1 | 0 | 0 | 0 | 0 | 0 | 1 | 1 | 0 | 0 | 0 | 0 | 0 | 0 | 0 | 6 | 20 | 6 | 19
4092 | 171 | 6 | 20 | 12 | 1 | 0 | 0 | 0 | 0 | 0 | 1 | 1 | 0 | 0 | 0 | 0 | 0 | 0 | 0 | 6 | 20 | 6 | 19
4093 | 171 | 6 | 20 | 13 | 1 | 0 | 0 | 0 | 0 | 0 | 1 | 1 | 0 | 0 | 0 | 0 | 0 | 0 | 0 | 6 | 20 | 6 | 19
4094 | 171 | 6 | 20 | 14 | 1 | 0 | 0 | 0 | 0 | 1 | 0 | 1 | 0 | 0 | 0 | 0 | 0 | 0 | 0 | 6 | 20 | 6 | 19
4095 | 171 | 6 | 20 | 15 | 1 | 0 | 0 | 0 | 0 | 1 | 0 | 1 | 0 | 0 | 0 | 0 | 0 | 0 | 0 | 6 | 20 | 6 | 19
4096 | 171 | 6 | 20 | 16 | 1 | 0 | 0 | 0 | 0 | 1 | 0 | 1 | 0 | 0 | 0 | 0 | 0 | 0 | 0 | 6 | 20 | 6 | 19
4097 | 171 | 6 | 20 | 17 | 1 | 0 | 0 | 0 | 0 | 1 | 0 | 1 | 0 | 0 | 0 | 0 | 0 | 0 | 0 | 6 | 20 | 6 | 19
4098 | 171 | 6 | 20 | 18 | 1 | 0 | 0 | 0 | 0 | 1 | 0 | 1 | 0 | 0 | 0 | 0 | 0 | 0 | 0 | 6 | 20 | 6 | 19
4099 | 171 | 6 | 20 | 19 | 1 | 0 | 0 | 0 | 0 | 1 | 0 | 1 | 0 | 0 | 0 | 0 | 0 | 0 | 0 | 6 | 20 | 6 | 19
4100 | 171 | 6 | 20 | 20 | 1 | 0 | 0 | 0 | 0 | 0 | 1 | 1 | 0 | 0 | 0 | 0 | 0 | 0 | 0 | 6 | 20 | 6 | 19
4101 | 171 | 6 | 20 | 21 | 1 | 0 | 0 | 0 | 0 | 0 | 1 | 1 | 0 | 0 | 0 | 0 | 0 | 0 | 0 | 6 | 20 | 6 | 19
4102 | 171 | 6 | 20 | 22 | 1 | 0 | 0 | 0 | 0 | 0 | 1 | 1 | 0 | 0 | 0 | 0 | 0 | 0 | 0 | 6 | 20 | 6 | 19
4103 | 171 | 6 | 20 | 23 | 1 | 0 | 0 | 0 | 0 | 0 | 1 | 1 | 0 | 0 | 0 | 0 | 0 | 0 | 0 | 6 | 20 | 6 | 19
4104 | 171 | 6 | 20 | 24 | 1 | 0 | 0 | 0 | 0 | 0 | 1 | 1 | 0 | 0 | 0 | 0 | 0 | 0 | 0 | 6 | 20 | 6 | 19
4105 | 172 | 6 | 21 | 1 | 1 | 0 | 0 | 0 | 0 | 0 | 1 | 1 | 0 | 0 | 0 | 0 | 0 | 0 | 0 | 6 | 21 | 6 | 20
4106 | 172 | 6 | 21 | 2 | 1 | 0 | 0 | 0 | 0 | 0 | 1 | 1 | 0 | 0 | 0 | 0 | 0 | 0 | 0 | 6 | 21 | 6 | 20
4107 | 172 | 6 | 21 | 3 | 1 | 0 | 0 | 0 | 0 | 0 | 1 | 1 | 0 | 0 | 0 | 0 | 0 | 0 | 0 | 6 | 21 | 6 | 20
4108 | 172 | 6 | 21 | 4 | 1 | 0 | 0 | 0 | 0 | 0 | 1 | 1 | 0 | 0 | 0 | 0 | 0 | 0 | 0 | 6 | 21 | 6 | 20
4109 | 172 | 6 | 21 | 5 | 1 | 0 | 0 | 0 | 0 | 0 | 1 | 1 | 0 | 0 | 0 | 0 | 0 | 0 | 0 | 6 | 21 | 6 | 20
4110 | 172 | 6 | 21 | 6 | 1 | 0 | 0 | 0 | 0 | 0 | 1 | 1 | 0 | 0 | 0 | 0 | 0 | 0 | 0 | 6 | 21 | 6 | 20
4111 | 172 | 6 | 21 | 7 | 1 | 0 | 0 | 0 | 0 | 0 | 1 | 1 | 0 | 0 | 0 | 0 | 0 | 0 | 0 | 6 | 21 | 6 | 20
4112 | 172 | 6 | 21 | 8 | 1 | 0 | 0 | 0 | 0 | 0 | 1 | 1 | 0 | 0 | 0 | 0 | 0 | 0 | 0 | 6 | 21 | 6 | 20
4113 | 172 | 6 | 21 | 9 | 1 | 0 | 0 | 0 | 0 | 0 | 1 | 1 | 0 | 0 | 0 | 0 | 0 | 0 | 0 | 6 | 21 | 6 | 20
4114 | 172 | 6 | 21 | 10 | 1 | 0 | 0 | 0 | 0 | 0 | 1 | 1 | 0 | 0 | 0 | 0 | 0 | 0 | 0 | 6 | 21 | 6 | 20
4115 | 172 | 6 | 21 | 11 | 1 | 0 | 0 | 0 | 0 | 0 | 1 | 1 | 0 | 0 | 0 | 0 | 0 | 0 | 0 | 6 | 21 | 6 | 20
4116 | 172 | 6 | 21 | 12 | 1 | 0 | 0 | 0 | 0 | 0 | 1 | 1 | 0 | 0 | 0 | 0 | 0 | 0 | 0 | 6 | 21 | 6 | 20
4117 | 172 | 6 | 21 | 13 | 1 | 0 | 0 | 0 | 0 | 0 | 1 | 1 | 0 | 0 | 0 | 0 | 0 | 0 | 0 | 6 | 21 | 6 | 20
4118 | 172 | 6 | 21 | 14 | 1 | 0 | 0 | 0 | 0 | 1 | 0 | 1 | 0 | 0 | 0 | 0 | 0 | 0 | 0 | 6 | 21 | 6 | 20
4119 | 172 | 6 | 21 | 15 | 1 | 0 | 0 | 0 | 0 | 1 | 0 | 1 | 0 | 0 | 0 | 0 | 0 | 0 | 0 | 6 | 21 | 6 | 20
4120 | 172 | 6 | 21 | 16 | 1 | 0 | 0 | 0 | 0 | 1 | 0 | 1 | 0 | 0 | 0 | 0 | 0 | 0 | 0 | 6 | 21 | 6 | 20
4121 | 172 | 6 | 21 | 17 | 1 | 0 | 0 | 0 | 0 | 1 | 0 | 1 | 0 | 0 | 0 | 0 | 0 | 0 | 0 | 6 | 21 | 6 | 20
4122 | 172 | 6 | 21 | 18 | 1 | 0 | 0 | 0 | 0 | 1 | 0 | 1 | 0 | 0 | 0 | 0 | 0 | 0 | 0 | 6 | 21 | 6 | 20
4123 | 172 | 6 | 21 | 19 | 1 | 0 | 0 | 0 | 0 | 1 | 0 | 1 | 0 | 0 | 0 | 0 | 0 | 0 | 0 | 6 | 21 | 6 | 20
4124 | 172 | 6 | 21 | 20 | 1 | 0 | 0 | 0 | 0 | 0 | 1 | 1 | 0 | 0 | 0 | 0 | 0 | 0 | 0 | 6 | 21 | 6 | 20
4125 | 172 | 6 | 21 | 21 | 1 | 0 | 0 | 0 | 0 | 0 | 1 | 1 | 0 | 0 | 0 | 0 | 0 | 0 | 0 | 6 | 21 | 6 | 20
4126 | 172 | 6 | 21 | 22 | 1 | 0 | 0 | 0 | 0 | 0 | 1 | 1 | 0 | 0 | 0 | 0 | 0 | 0 | 0 | 6 | 21 | 6 | 20
4127 | 172 | 6 | 21 | 23 | 1 | 0 | 0 | 0 | 0 | 0 | 1 | 1 | 0 | 0 | 0 | 0 | 0 | 0 | 0 | 6 | 21 | 6 | 20
4128 | 172 | 6 | 21 | 24 | 1 | 0 | 0 | 0 | 0 | 0 | 1 | 1 | 0 | 0 | 0 | 0 | 0 | 0 | 0 | 6 | 21 | 6 | 20
4129 | 173 | 6 | 22 | 1 | 1 | 0 | 0 | 0 | 0 | 0 | 1 | 1 | 0 | 0 | 0 | 0 | 0 | 0 | 0 | 6 | 22 | 6 | 21
4130 | 173 | 6 | 22 | 2 | 1 | 0 | 0 | 0 | 0 | 0 | 1 | 1 | 0 | 0 | 0 | 0 | 0 | 0 | 0 | 6 | 22 | 6 | 21
4131 | 173 | 6 | 22 | 3 | 1 | 0 | 0 | 0 | 0 | 0 | 1 | 1 | 0 | 0 | 0 | 0 | 0 | 0 | 0 | 6 | 22 | 6 | 21
4132 | 173 | 6 | 22 | 4 | 1 | 0 | 0 | 0 | 0 | 0 | 1 | 1 | 0 | 0 | 0 | 0 | 0 | 0 | 0 | 6 | 22 | 6 | 21
4133 | 173 | 6 | 22 | 5 | 1 | 0 | 0 | 0 | 0 | 0 | 1 | 1 | 0 | 0 | 0 | 0 | 0 | 0 | 0 | 6 | 22 | 6 | 21
4134 | 173 | 6 | 22 | 6 | 1 | 0 | 0 | 0 | 0 | 0 | 1 | 1 | 0 | 0 | 0 | 0 | 0 | 0 | 0 | 6 | 22 | 6 | 21
4135 | 173 | 6 | 22 | 7 | 1 | 0 | 0 | 0 | 0 | 0 | 1 | 1 | 0 | 0 | 0 | 0 | 0 | 0 | 0 | 6 | 22 | 6 | 21
4136 | 173 | 6 | 22 | 8 | 1 | 0 | 0 | 0 | 0 | 0 | 1 | 1 | 0 | 0 | 0 | 0 | 0 | 0 | 0 | 6 | 22 | 6 | 21
4137 | 173 | 6 | 22 | 9 | 1 | 0 | 0 | 0 | 0 | 0 | 1 | 1 | 0 | 0 | 0 | 0 | 0 | 0 | 0 | 6 | 22 | 6 | 21
4138 | 173 | 6 | 22 | 10 | 1 | 0 | 0 | 0 | 0 | 0 | 1 | 1 | 0 | 0 | 0 | 0 | 0 | 0 | 0 | 6 | 22 | 6 | 21
4139 | 173 | 6 | 22 | 11 | 1 | 0 | 0 | 0 | 0 | 0 | 1 | 1 | 0 | 0 | 0 | 0 | 0 | 0 | 0 | 6 | 22 | 6 | 21
4140 | 173 | 6 | 22 | 12 | 1 | 0 | 0 | 0 | 0 | 0 | 1 | 1 | 0 | 0 | 0 | 0 | 0 | 0 | 0 | 6 | 22 | 6 | 21
4141 | 173 | 6 | 22 | 13 | 1 | 0 | 0 | 0 | 0 | 0 | 1 | 1 | 0 | 0 | 0 | 0 | 0 | 0 | 0 | 6 | 22 | 6 | 21
4142 | 173 | 6 | 22 | 14 | 1 | 0 | 0 | 0 | 0 | 1 | 0 | 1 | 0 | 0 | 0 | 0 | 0 | 0 | 0 | 6 | 22 | 6 | 21
4143 | 173 | 6 | 22 | 15 | 1 | 0 | 0 | 0 | 0 | 1 | 0 | 1 | 0 | 0 | 0 | 0 | 0 | 0 | 0 | 6 | 22 | 6 | 21
4144 | 173 | 6 | 22 | 16 | 1 | 0 | 0 | 0 | 0 | 1 | 0 | 1 | 0 | 0 | 0 | 0 | 0 | 0 | 0 | 6 | 22 | 6 | 21
4145 | 173 | 6 | 22 | 17 | 1 | 0 | 0 | 0 | 0 | 1 | 0 | 1 | 0 | 0 | 0 | 0 | 0 | 0 | 0 | 6 | 22 | 6 | 21
4146 | 173 | 6 | 22 | 18 | 1 | 0 | 0 | 0 | 0 | 1 | 0 | 1 | 0 | 0 | 0 | 0 | 0 | 0 | 0 | 6 | 22 | 6 | 21
4147 | 173 | 6 | 22 | 19 | 1 | 0 | 0 | 0 | 0 | 1 | 0 | 1 | 0 | 0 | 0 | 0 | 0 | 0 | 0 | 6 | 22 | 6 | 21
4148 | 173 | 6 | 22 | 20 | 1 | 0 | 0 | 0 | 0 | 0 | 1 | 1 | 0 | 0 | 0 | 0 | 0 | 0 | 0 | 6 | 22 | 6 | 21
4149 | 173 | 6 | 22 | 21 | 1 | 0 | 0 | 0 | 0 | 0 | 1 | 1 | 0 | 0 | 0 | 0 | 0 | 0 | 0 | 6 | 22 | 6 | 21
4150 | 173 | 6 | 22 | 22 | 1 | 0 | 0 | 0 | 0 | 0 | 1 | 1 | 0 | 0 | 0 | 0 | 0 | 0 | 0 | 6 | 22 | 6 | 21
4151 | 173 | 6 | 22 | 23 | 1 | 0 | 0 | 0 | 0 | 0 | 1 | 1 | 0 | 0 | 0 | 0 | 0 | 0 | 0 | 6 | 22 | 6 | 21
4152 | 173 | 6 | 22 | 24 | 1 | 0 | 0 | 0 | 0 | 0 | 1 | 1 | 0 | 0 | 0 | 0 | 0 | 0 | 0 | 6 | 22 | 6 | 21
4153 | 174 | 6 | 23 | 1 | 1 | 0 | 0 | 0 | 0 | 0 | 1 | 1 | 0 | 0 | 0 | 0 | 0 | 0 | 0 | 6 | 23 | 6 | 22
4154 | 174 | 6 | 23 | 2 | 1 | 0 | 0 | 0 | 0 | 0 | 1 | 1 | 0 | 0 | 0 | 0 | 0 | 0 | 0 | 6 | 23 | 6 | 22
4155 | 174 | 6 | 23 | 3 | 1 | 0 | 0 | 0 | 0 | 0 | 1 | 1 | 0 | 0 | 0 | 0 | 0 | 0 | 0 | 6 | 23 | 6 | 22
4156 | 174 | 6 | 23 | 4 | 1 | 0 | 0 | 0 | 0 | 0 | 1 | 1 | 0 | 0 | 0 | 0 | 0 | 0 | 0 | 6 | 23 | 6 | 22
4157 | 174 | 6 | 23 | 5 | 1 | 0 | 0 | 0 | 0 | 0 | 1 | 1 | 0 | 0 | 0 | 0 | 0 | 0 | 0 | 6 | 23 | 6 | 22
4158 | 174 | 6 | 23 | 6 | 1 | 0 | 0 | 0 | 0 | 0 | 1 | 1 | 0 | 0 | 0 | 0 | 0 | 0 | 0 | 6 | 23 | 6 | 22
4159 | 174 | 6 | 23 | 7 | 1 | 0 | 0 | 0 | 0 | 0 | 1 | 1 | 0 | 0 | 0 | 0 | 0 | 0 | 0 | 6 | 23 | 6 | 22
4160 | 174 | 6 | 23 | 8 | 1 | 0 | 0 | 0 | 0 | 0 | 1 | 1 | 0 | 0 | 0 | 0 | 0 | 0 | 0 | 6 | 23 | 6 | 22
4161 | 174 | 6 | 23 | 9 | 1 | 0 | 0 | 0 | 0 | 0 | 1 | 1 | 0 | 0 | 0 | 0 | 0 | 0 | 0 | 6 | 23 | 6 | 22
4162 | 174 | 6 | 23 | 10 | 1 | 0 | 0 | 0 | 0 | 0 | 1 | 1 | 0 | 0 | 0 | 0 | 0 | 0 | 0 | 6 | 23 | 6 | 22
4163 | 174 | 6 | 23 | 11 | 1 | 0 | 0 | 0 | 0 | 0 | 1 | 1 | 0 | 0 | 0 | 0 | 0 | 0 | 0 | 6 | 23 | 6 | 22
4164 | 174 | 6 | 23 | 12 | 1 | 0 | 0 | 0 | 0 | 0 | 1 | 1 | 0 | 0 | 0 | 0 | 0 | 0 | 0 | 6 | 23 | 6 | 22
4165 | 174 | 6 | 23 | 13 | 1 | 0 | 0 | 0 | 0 | 0 | 1 | 1 | 0 | 0 | 0 | 0 | 0 | 0 | 0 | 6 | 23 | 6 | 22
4166 | 174 | 6 | 23 | 14 | 1 | 0 | 0 | 0 | 0 | 1 | 0 | 1 | 0 | 0 | 0 | 0 | 0 | 0 | 0 | 6 | 23 | 6 | 22
4167 | 174 | 6 | 23 | 15 | 1 | 0 | 0 | 0 | 0 | 1 | 0 | 1 | 0 | 0 | 0 | 0 | 0 | 0 | 0 | 6 | 23 | 6 | 22
4168 | 174 | 6 | 23 | 16 | 1 | 0 | 0 | 0 | 0 | 1 | 0 | 1 | 0 | 0 | 0 | 0 | 0 | 0 | 0 | 6 | 23 | 6 | 22
4169 | 174 | 6 | 23 | 17 | 1 | 0 | 0 | 0 | 0 | 1 | 0 | 1 | 0 | 0 | 0 | 0 | 0 | 0 | 0 | 6 | 23 | 6 | 22
4170 | 174 | 6 | 23 | 18 | 1 | 0 | 0 | 0 | 0 | 1 | 0 | 1 | 0 | 0 | 0 | 0 | 0 | 0 | 0 | 6 | 23 | 6 | 22
4171 | 174 | 6 | 23 | 19 | 1 | 0 | 0 | 0 | 0 | 1 | 0 | 1 | 0 | 0 | 0 | 0 | 0 | 0 | 0 | 6 | 23 | 6 | 22
4172 | 174 | 6 | 23 | 20 | 1 | 0 | 0 | 0 | 0 | 0 | 1 | 1 | 0 | 0 | 0 | 0 | 0 | 0 | 0 | 6 | 23 | 6 | 22
4173 | 174 | 6 | 23 | 21 | 1 | 0 | 0 | 0 | 0 | 0 | 1 | 1 | 0 | 0 | 0 | 0 | 0 | 0 | 0 | 6 | 23 | 6 | 22
4174 | 174 | 6 | 23 | 22 | 1 | 0 | 0 | 0 | 0 | 0 | 1 | 1 | 0 | 0 | 0 | 0 | 0 | 0 | 0 | 6 | 23 | 6 | 22
4175 | 174 | 6 | 23 | 23 | 1 | 0 | 0 | 0 | 0 | 0 | 1 | 1 | 0 | 0 | 0 | 0 | 0 | 0 | 0 | 6 | 23 | 6 | 22
4176 | 174 | 6 | 23 | 24 | 1 | 0 | 0 | 0 | 0 | 0 | 1 | 1 | 0 | 0 | 0 | 0 | 0 | 0 | 0 | 6 | 23 | 6 | 22
4177 | 175 | 6 | 24 | 1 | 0 | 0 | 0 | 0 | 0 | 0 | 1 | 1 | 0 | 0 | 0 | 0 | 0 | 0 | 0 | 6 | 24 | 6 | 23
4178 | 175 | 6 | 24 | 2 | 0 | 0 | 0 | 0 | 0 | 0 | 1 | 1 | 0 | 0 | 0 | 0 | 0 | 0 | 0 | 6 | 24 | 6 | 23
4179 | 175 | 6 | 24 | 3 | 0 | 0 | 0 | 0 | 0 | 0 | 1 | 1 | 0 | 0 | 0 | 0 | 0 | 0 | 0 | 6 | 24 | 6 | 23
4180 | 175 | 6 | 24 | 4 | 0 | 0 | 0 | 0 | 0 | 0 | 1 | 1 | 0 | 0 | 0 | 0 | 0 | 0 | 0 | 6 | 24 | 6 | 23
4181 | 175 | 6 | 24 | 5 | 0 | 0 | 0 | 0 | 0 | 0 | 1 | 1 | 0 | 0 | 0 | 0 | 0 | 0 | 0 | 6 | 24 | 6 | 23
4182 | 175 | 6 | 24 | 6 | 0 | 0 | 0 | 0 | 0 | 0 | 1 | 1 | 0 | 0 | 0 | 0 | 0 | 0 | 0 | 6 | 24 | 6 | 23
4183 | 175 | 6 | 24 | 7 | 0 | 0 | 0 | 0 | 0 | 0 | 1 | 1 | 0 | 0 | 0 | 0 | 0 | 0 | 0 | 6 | 24 | 6 | 23
4184 | 175 | 6 | 24 | 8 | 0 | 0 | 0 | 0 | 0 | 0 | 1 | 1 | 0 | 0 | 0 | 0 | 0 | 0 | 0 | 6 | 24 | 6 | 23
4185 | 175 | 6 | 24 | 9 | 0 | 0 | 0 | 0 | 0 | 0 | 1 | 1 | 0 | 0 | 0 | 0 | 0 | 0 | 0 | 6 | 24 | 6 | 23
4186 | 175 | 6 | 24 | 10 | 0 | 0 | 0 | 0 | 0 | 0 | 1 | 1 | 0 | 0 | 0 | 0 | 0 | 0 | 0 | 6 | 24 | 6 | 23
4187 | 175 | 6 | 24 | 11 | 0 | 0 | 0 | 0 | 0 | 0 | 1 | 1 | 0 | 0 | 0 | 0 | 0 | 0 | 0 | 6 | 24 | 6 | 23
4188 | 175 | 6 | 24 | 12 | 0 | 0 | 0 | 0 | 0 | 0 | 1 | 1 | 0 | 0 | 0 | 0 | 0 | 0 | 0 | 6 | 24 | 6 | 23
4189 | 175 | 6 | 24 | 13 | 0 | 0 | 0 | 0 | 0 | 0 | 1 | 1 | 0 | 0 | 0 | 0 | 0 | 0 | 0 | 6 | 24 | 6 | 23
4190 | 175 | 6 | 24 | 14 | 0 | 0 | 0 | 0 | 0 | 0 | 1 | 1 | 0 | 0 | 0 | 0 | 0 | 0 | 0 | 6 | 24 | 6 | 23
4191 | 175 | 6 | 24 | 15 | 0 | 0 | 0 | 0 | 0 | 0 | 1 | 1 | 0 | 0 | 0 | 0 | 0 | 0 | 0 | 6 | 24 | 6 | 23
4192 | 175 | 6 | 24 | 16 | 0 | 0 | 0 | 0 | 0 | 0 | 1 | 1 | 0 | 0 | 0 | 0 | 0 | 0 | 0 | 6 | 24 | 6 | 23
4193 | 175 | 6 | 24 | 17 | 0 | 0 | 0 | 0 | 0 | 0 | 1 | 1 | 0 | 0 | 0 | 0 | 0 | 0 | 0 | 6 | 24 | 6 | 23
4194 | 175 | 6 | 24 | 18 | 0 | 0 | 0 | 0 | 0 | 0 | 1 | 1 | 0 | 0 | 0 | 0 | 0 | 0 | 0 | 6 | 24 | 6 | 23
4195 | 175 | 6 | 24 | 19 | 0 | 0 | 0 | 0 | 0 | 0 | 1 | 1 | 0 | 0 | 0 | 0 | 0 | 0 | 0 | 6 | 24 | 6 | 23
4196 | 175 | 6 | 24 | 20 | 0 | 0 | 0 | 0 | 0 | 0 | 1 | 1 | 0 | 0 | 0 | 0 | 0 | 0 | 0 | 6 | 24 | 6 | 23
4197 | 175 | 6 | 24 | 21 | 0 | 0 | 0 | 0 | 0 | 0 | 1 | 1 | 0 | 0 | 0 | 0 | 0 | 0 | 0 | 6 | 24 | 6 | 23
4198 | 175 | 6 | 24 | 22 | 0 | 0 | 0 | 0 | 0 | 0 | 1 | 1 | 0 | 0 | 0 | 0 | 0 | 0 | 0 | 6 | 24 | 6 | 23
4199 | 175 | 6 | 24 | 23 | 0 | 0 | 0 | 0 | 0 | 0 | 1 | 1 | 0 | 0 | 0 | 0 | 0 | 0 | 0 | 6 | 24 | 6 | 23
4200 | 175 | 6 | 24 | 24 | 0 | 0 | 0 | 0 | 0 | 0 | 1 | 1 | 0 | 0 | 0 | 0 | 0 | 0 | 0 | 6 | 24 | 6 | 23
4201 | 176 | 6 | 25 | 1 | 0 | 0 | 0 | 0 | 0 | 0 | 1 | 1 | 0 | 0 | 0 | 0 | 0 | 0 | 0 | 6 | 25 | 6 | 24
4202 | 176 | 6 | 25 | 2 | 0 | 0 | 0 | 0 | 0 | 0 | 1 | 1 | 0 | 0 | 0 | 0 | 0 | 0 | 0 | 6 | 25 | 6 | 24
4203 | 176 | 6 | 25 | 3 | 0 | 0 | 0 | 0 | 0 | 0 | 1 | 1 | 0 | 0 | 0 | 0 | 0 | 0 | 0 | 6 | 25 | 6 | 24
4204 | 176 | 6 | 25 | 4 | 0 | 0 | 0 | 0 | 0 | 0 | 1 | 1 | 0 | 0 | 0 | 0 | 0 | 0 | 0 | 6 | 25 | 6 | 24
4205 | 176 | 6 | 25 | 5 | 0 | 0 | 0 | 0 | 0 | 0 | 1 | 1 | 0 | 0 | 0 | 0 | 0 | 0 | 0 | 6 | 25 | 6 | 24
4206 | 176 | 6 | 25 | 6 | 0 | 0 | 0 | 0 | 0 | 0 | 1 | 1 | 0 | 0 | 0 | 0 | 0 | 0 | 0 | 6 | 25 | 6 | 24
4207 | 176 | 6 | 25 | 7 | 0 | 0 | 0 | 0 | 0 | 0 | 1 | 1 | 0 | 0 | 0 | 0 | 0 | 0 | 0 | 6 | 25 | 6 | 24
4208 | 176 | 6 | 25 | 8 | 0 | 0 | 0 | 0 | 0 | 0 | 1 | 1 | 0 | 0 | 0 | 0 | 0 | 0 | 0 | 6 | 25 | 6 | 24
4209 | 176 | 6 | 25 | 9 | 0 | 0 | 0 | 0 | 0 | 0 | 1 | 1 | 0 | 0 | 0 | 0 | 0 | 0 | 0 | 6 | 25 | 6 | 24
4210 | 176 | 6 | 25 | 10 | 0 | 0 | 0 | 0 | 0 | 0 | 1 | 1 | 0 | 0 | 0 | 0 | 0 | 0 | 0 | 6 | 25 | 6 | 24
4211 | 176 | 6 | 25 | 11 | 0 | 0 | 0 | 0 | 0 | 0 | 1 | 1 | 0 | 0 | 0 | 0 | 0 | 0 | 0 | 6 | 25 | 6 | 24
4212 | 176 | 6 | 25 | 12 | 0 | 0 | 0 | 0 | 0 | 0 | 1 | 1 | 0 | 0 | 0 | 0 | 0 | 0 | 0 | 6 | 25 | 6 | 24
4213 | 176 | 6 | 25 | 13 | 0 | 0 | 0 | 0 | 0 | 0 | 1 | 1 | 0 | 0 | 0 | 0 | 0 | 0 | 0 | 6 | 25 | 6 | 24
4214 | 176 | 6 | 25 | 14 | 0 | 0 | 0 | 0 | 0 | 0 | 1 | 1 | 0 | 0 | 0 | 0 | 0 | 0 | 0 | 6 | 25 | 6 | 24
4215 | 176 | 6 | 25 | 15 | 0 | 0 | 0 | 0 | 0 | 0 | 1 | 1 | 0 | 0 | 0 | 0 | 0 | 0 | 0 | 6 | 25 | 6 | 24
4216 | 176 | 6 | 25 | 16 | 0 | 0 | 0 | 0 | 0 | 0 | 1 | 1 | 0 | 0 | 0 | 0 | 0 | 0 | 0 | 6 | 25 | 6 | 24
4217 | 176 | 6 | 25 | 17 | 0 | 0 | 0 | 0 | 0 | 0 | 1 | 1 | 0 | 0 | 0 | 0 | 0 | 0 | 0 | 6 | 25 | 6 | 24
4218 | 176 | 6 | 25 | 18 | 0 | 0 | 0 | 0 | 0 | 0 | 1 | 1 | 0 | 0 | 0 | 0 | 0 | 0 | 0 | 6 | 25 | 6 | 24
4219 | 176 | 6 | 25 | 19 | 0 | 0 | 0 | 0 | 0 | 0 | 1 | 1 | 0 | 0 | 0 | 0 | 0 | 0 | 0 | 6 | 25 | 6 | 24
4220 | 176 | 6 | 25 | 20 | 0 | 0 | 0 | 0 | 0 | 0 | 1 | 1 | 0 | 0 | 0 | 0 | 0 | 0 | 0 | 6 | 25 | 6 | 24
4221 | 176 | 6 | 25 | 21 | 0 | 0 | 0 | 0 | 0 | 0 | 1 | 1 | 0 | 0 | 0 | 0 | 0 | 0 | 0 | 6 | 25 | 6 | 24
4222 | 176 | 6 | 25 | 22 | 0 | 0 | 0 | 0 | 0 | 0 | 1 | 1 | 0 | 0 | 0 | 0 | 0 | 0 | 0 | 6 | 25 | 6 | 24
4223 | 176 | 6 | 25 | 23 | 0 | 0 | 0 | 0 | 0 | 0 | 1 | 1 | 0 | 0 | 0 | 0 | 0 | 0 | 0 | 6 | 25 | 6 | 24
4224 | 176 | 6 | 25 | 24 | 0 | 0 | 0 | 0 | 0 | 0 | 1 | 1 | 0 | 0 | 0 | 0 | 0 | 0 | 0 | 6 | 25 | 6 | 24
4225 | 177 | 6 | 26 | 1 | 1 | 0 | 0 | 0 | 0 | 0 | 1 | 1 | 0 | 0 | 0 | 0 | 0 | 0 | 0 | 6 | 26 | 6 | 25
4226 | 177 | 6 | 26 | 2 | 1 | 0 | 0 | 0 | 0 | 0 | 1 | 1 | 0 | 0 | 0 | 0 | 0 | 0 | 0 | 6 | 26 | 6 | 25
4227 | 177 | 6 | 26 | 3 | 1 | 0 | 0 | 0 | 0 | 0 | 1 | 1 | 0 | 0 | 0 | 0 | 0 | 0 | 0 | 6 | 26 | 6 | 25
4228 | 177 | 6 | 26 | 4 | 1 | 0 | 0 | 0 | 0 | 0 | 1 | 1 | 0 | 0 | 0 | 0 | 0 | 0 | 0 | 6 | 26 | 6 | 25
4229 | 177 | 6 | 26 | 5 | 1 | 0 | 0 | 0 | 0 | 0 | 1 | 1 | 0 | 0 | 0 | 0 | 0 | 0 | 0 | 6 | 26 | 6 | 25
4230 | 177 | 6 | 26 | 6 | 1 | 0 | 0 | 0 | 0 | 0 | 1 | 1 | 0 | 0 | 0 | 0 | 0 | 0 | 0 | 6 | 26 | 6 | 25
4231 | 177 | 6 | 26 | 7 | 1 | 0 | 0 | 0 | 0 | 0 | 1 | 1 | 0 | 0 | 0 | 0 | 0 | 0 | 0 | 6 | 26 | 6 | 25
4232 | 177 | 6 | 26 | 8 | 1 | 0 | 0 | 0 | 0 | 0 | 1 | 1 | 0 | 0 | 0 | 0 | 0 | 0 | 0 | 6 | 26 | 6 | 25
4233 | 177 | 6 | 26 | 9 | 1 | 0 | 0 | 0 | 0 | 0 | 1 | 1 | 0 | 0 | 0 | 0 | 0 | 0 | 0 | 6 | 26 | 6 | 25
4234 | 177 | 6 | 26 | 10 | 1 | 0 | 0 | 0 | 0 | 0 | 1 | 1 | 0 | 0 | 0 | 0 | 0 | 0 | 0 | 6 | 26 | 6 | 25
4235 | 177 | 6 | 26 | 11 | 1 | 0 | 0 | 0 | 0 | 0 | 1 | 1 | 0 | 0 | 0 | 0 | 0 | 0 | 0 | 6 | 26 | 6 | 25
4236 | 177 | 6 | 26 | 12 | 1 | 0 | 0 | 0 | 0 | 0 | 1 | 1 | 0 | 0 | 0 | 0 | 0 | 0 | 0 | 6 | 26 | 6 | 25
4237 | 177 | 6 | 26 | 13 | 1 | 0 | 0 | 0 | 0 | 0 | 1 | 1 | 0 | 0 | 0 | 0 | 0 | 0 | 0 | 6 | 26 | 6 | 25
4238 | 177 | 6 | 26 | 14 | 1 | 0 | 0 | 0 | 0 | 1 | 0 | 1 | 0 | 0 | 0 | 0 | 0 | 0 | 0 | 6 | 26 | 6 | 25
4239 | 177 | 6 | 26 | 15 | 1 | 0 | 0 | 0 | 0 | 1 | 0 | 1 | 0 | 0 | 0 | 0 | 0 | 0 | 0 | 6 | 26 | 6 | 25
4240 | 177 | 6 | 26 | 16 | 1 | 0 | 0 | 0 | 0 | 1 | 0 | 1 | 0 | 0 | 0 | 0 | 0 | 0 | 0 | 6 | 26 | 6 | 25
4241 | 177 | 6 | 26 | 17 | 1 | 0 | 0 | 0 | 0 | 1 | 0 | 1 | 0 | 0 | 0 | 0 | 0 | 0 | 0 | 6 | 26 | 6 | 25
4242 | 177 | 6 | 26 | 18 | 1 | 0 | 0 | 0 | 0 | 1 | 0 | 1 | 0 | 0 | 0 | 0 | 0 | 0 | 0 | 6 | 26 | 6 | 25
4243 | 177 | 6 | 26 | 19 | 1 | 0 | 0 | 0 | 0 | 1 | 0 | 1 | 0 | 0 | 0 | 0 | 0 | 0 | 0 | 6 | 26 | 6 | 25
4244 | 177 | 6 | 26 | 20 | 1 | 0 | 0 | 0 | 0 | 0 | 1 | 1 | 0 | 0 | 0 | 0 | 0 | 0 | 0 | 6 | 26 | 6 | 25
4245 | 177 | 6 | 26 | 21 | 1 | 0 | 0 | 0 | 0 | 0 | 1 | 1 | 0 | 0 | 0 | 0 | 0 | 0 | 0 | 6 | 26 | 6 | 25
4246 | 177 | 6 | 26 | 22 | 1 | 0 | 0 | 0 | 0 | 0 | 1 | 1 | 0 | 0 | 0 | 0 | 0 | 0 | 0 | 6 | 26 | 6 | 25
4247 | 177 | 6 | 26 | 23 | 1 | 0 | 0 | 0 | 0 | 0 | 1 | 1 | 0 | 0 | 0 | 0 | 0 | 0 | 0 | 6 | 26 | 6 | 25
4248 | 177 | 6 | 26 | 24 | 1 | 0 | 0 | 0 | 0 | 0 | 1 | 1 | 0 | 0 | 0 | 0 | 0 | 0 | 0 | 6 | 26 | 6 | 25
4249 | 178 | 6 | 27 | 1 | 1 | 0 | 0 | 0 | 0 | 0 | 1 | 1 | 0 | 0 | 0 | 0 | 0 | 0 | 0 | 6 | 27 | 6 | 26
4250 | 178 | 6 | 27 | 2 | 1 | 0 | 0 | 0 | 0 | 0 | 1 | 1 | 0 | 0 | 0 | 0 | 0 | 0 | 0 | 6 | 27 | 6 | 26
4251 | 178 | 6 | 27 | 3 | 1 | 0 | 0 | 0 | 0 | 0 | 1 | 1 | 0 | 0 | 0 | 0 | 0 | 0 | 0 | 6 | 27 | 6 | 26
4252 | 178 | 6 | 27 | 4 | 1 | 0 | 0 | 0 | 0 | 0 | 1 | 1 | 0 | 0 | 0 | 0 | 0 | 0 | 0 | 6 | 27 | 6 | 26
4253 | 178 | 6 | 27 | 5 | 1 | 0 | 0 | 0 | 0 | 0 | 1 | 1 | 0 | 0 | 0 | 0 | 0 | 0 | 0 | 6 | 27 | 6 | 26
4254 | 178 | 6 | 27 | 6 | 1 | 0 | 0 | 0 | 0 | 0 | 1 | 1 | 0 | 0 | 0 | 0 | 0 | 0 | 0 | 6 | 27 | 6 | 26
4255 | 178 | 6 | 27 | 7 | 1 | 0 | 0 | 0 | 0 | 0 | 1 | 1 | 0 | 0 | 0 | 0 | 0 | 0 | 0 | 6 | 27 | 6 | 26
4256 | 178 | 6 | 27 | 8 | 1 | 0 | 0 | 0 | 0 | 0 | 1 | 1 | 0 | 0 | 0 | 0 | 0 | 0 | 0 | 6 | 27 | 6 | 26
4257 | 178 | 6 | 27 | 9 | 1 | 0 | 0 | 0 | 0 | 0 | 1 | 1 | 0 | 0 | 0 | 0 | 0 | 0 | 0 | 6 | 27 | 6 | 26
4258 | 178 | 6 | 27 | 10 | 1 | 0 | 0 | 0 | 0 | 0 | 1 | 1 | 0 | 0 | 0 | 0 | 0 | 0 | 0 | 6 | 27 | 6 | 26
4259 | 178 | 6 | 27 | 11 | 1 | 0 | 0 | 0 | 0 | 0 | 1 | 1 | 0 | 0 | 0 | 0 | 0 | 0 | 0 | 6 | 27 | 6 | 26
4260 | 178 | 6 | 27 | 12 | 1 | 0 | 0 | 0 | 0 | 0 | 1 | 1 | 0 | 0 | 0 | 0 | 0 | 0 | 0 | 6 | 27 | 6 | 26
4261 | 178 | 6 | 27 | 13 | 1 | 0 | 0 | 0 | 0 | 0 | 1 | 1 | 0 | 0 | 0 | 0 | 0 | 0 | 0 | 6 | 27 | 6 | 26
4262 | 178 | 6 | 27 | 14 | 1 | 0 | 0 | 0 | 0 | 1 | 0 | 1 | 0 | 0 | 0 | 0 | 0 | 0 | 0 | 6 | 27 | 6 | 26
4263 | 178 | 6 | 27 | 15 | 1 | 0 | 0 | 0 | 0 | 1 | 0 | 1 | 0 | 0 | 0 | 0 | 0 | 0 | 0 | 6 | 27 | 6 | 26
4264 | 178 | 6 | 27 | 16 | 1 | 0 | 0 | 0 | 0 | 1 | 0 | 1 | 0 | 0 | 0 | 0 | 0 | 0 | 0 | 6 | 27 | 6 | 26
4265 | 178 | 6 | 27 | 17 | 1 | 0 | 0 | 0 | 0 | 1 | 0 | 1 | 0 | 0 | 0 | 0 | 0 | 0 | 0 | 6 | 27 | 6 | 26
4266 | 178 | 6 | 27 | 18 | 1 | 0 | 0 | 0 | 0 | 1 | 0 | 1 | 0 | 0 | 0 | 0 | 0 | 0 | 0 | 6 | 27 | 6 | 26
4267 | 178 | 6 | 27 | 19 | 1 | 0 | 0 | 0 | 0 | 1 | 0 | 1 | 0 | 0 | 0 | 0 | 0 | 0 | 0 | 6 | 27 | 6 | 26
4268 | 178 | 6 | 27 | 20 | 1 | 0 | 0 | 0 | 0 | 0 | 1 | 1 | 0 | 0 | 0 | 0 | 0 | 0 | 0 | 6 | 27 | 6 | 26
4269 | 178 | 6 | 27 | 21 | 1 | 0 | 0 | 0 | 0 | 0 | 1 | 1 | 0 | 0 | 0 | 0 | 0 | 0 | 0 | 6 | 27 | 6 | 26
4270 | 178 | 6 | 27 | 22 | 1 | 0 | 0 | 0 | 0 | 0 | 1 | 1 | 0 | 0 | 0 | 0 | 0 | 0 | 0 | 6 | 27 | 6 | 26
4271 | 178 | 6 | 27 | 23 | 1 | 0 | 0 | 0 | 0 | 0 | 1 | 1 | 0 | 0 | 0 | 0 | 0 | 0 | 0 | 6 | 27 | 6 | 26
4272 | 178 | 6 | 27 | 24 | 1 | 0 | 0 | 0 | 0 | 0 | 1 | 1 | 0 | 0 | 0 | 0 | 0 | 0 | 0 | 6 | 27 | 6 | 26
4273 | 179 | 6 | 28 | 1 | 1 | 0 | 0 | 0 | 0 | 0 | 1 | 1 | 0 | 0 | 0 | 0 | 0 | 0 | 0 | 6 | 28 | 6 | 27
4274 | 179 | 6 | 28 | 2 | 1 | 0 | 0 | 0 | 0 | 0 | 1 | 1 | 0 | 0 | 0 | 0 | 0 | 0 | 0 | 6 | 28 | 6 | 27
4275 | 179 | 6 | 28 | 3 | 1 | 0 | 0 | 0 | 0 | 0 | 1 | 1 | 0 | 0 | 0 | 0 | 0 | 0 | 0 | 6 | 28 | 6 | 27
4276 | 179 | 6 | 28 | 4 | 1 | 0 | 0 | 0 | 0 | 0 | 1 | 1 | 0 | 0 | 0 | 0 | 0 | 0 | 0 | 6 | 28 | 6 | 27
4277 | 179 | 6 | 28 | 5 | 1 | 0 | 0 | 0 | 0 | 0 | 1 | 1 | 0 | 0 | 0 | 0 | 0 | 0 | 0 | 6 | 28 | 6 | 27
4278 | 179 | 6 | 28 | 6 | 1 | 0 | 0 | 0 | 0 | 0 | 1 | 1 | 0 | 0 | 0 | 0 | 0 | 0 | 0 | 6 | 28 | 6 | 27
4279 | 179 | 6 | 28 | 7 | 1 | 0 | 0 | 0 | 0 | 0 | 1 | 1 | 0 | 0 | 0 | 0 | 0 | 0 | 0 | 6 | 28 | 6 | 27
4280 | 179 | 6 | 28 | 8 | 1 | 0 | 0 | 0 | 0 | 0 | 1 | 1 | 0 | 0 | 0 | 0 | 0 | 0 | 0 | 6 | 28 | 6 | 27
4281 | 179 | 6 | 28 | 9 | 1 | 0 | 0 | 0 | 0 | 0 | 1 | 1 | 0 | 0 | 0 | 0 | 0 | 0 | 0 | 6 | 28 | 6 | 27
4282 | 179 | 6 | 28 | 10 | 1 | 0 | 0 | 0 | 0 | 0 | 1 | 1 | 0 | 0 | 0 | 0 | 0 | 0 | 0 | 6 | 28 | 6 | 27
4283 | 179 | 6 | 28 | 11 | 1 | 0 | 0 | 0 | 0 | 0 | 1 | 1 | 0 | 0 | 0 | 0 | 0 | 0 | 0 | 6 | 28 | 6 | 27
4284 | 179 | 6 | 28 | 12 | 1 | 0 | 0 | 0 | 0 | 0 | 1 | 1 | 0 | 0 | 0 | 0 | 0 | 0 | 0 | 6 | 28 | 6 | 27
4285 | 179 | 6 | 28 | 13 | 1 | 0 | 0 | 0 | 0 | 0 | 1 | 1 | 0 | 0 | 0 | 0 | 0 | 0 | 0 | 6 | 28 | 6 | 27
4286 | 179 | 6 | 28 | 14 | 1 | 0 | 0 | 0 | 0 | 1 | 0 | 1 | 0 | 0 | 0 | 0 | 0 | 0 | 0 | 6 | 28 | 6 | 27
4287 | 179 | 6 | 28 | 15 | 1 | 0 | 0 | 0 | 0 | 1 | 0 | 1 | 0 | 0 | 0 | 0 | 0 | 0 | 0 | 6 | 28 | 6 | 27
4288 | 179 | 6 | 28 | 16 | 1 | 0 | 0 | 0 | 0 | 1 | 0 | 1 | 0 | 0 | 0 | 0 | 0 | 0 | 0 | 6 | 28 | 6 | 27
4289 | 179 | 6 | 28 | 17 | 1 | 0 | 0 | 0 | 0 | 1 | 0 | 1 | 0 | 0 | 0 | 0 | 0 | 0 | 0 | 6 | 28 | 6 | 27
4290 | 179 | 6 | 28 | 18 | 1 | 0 | 0 | 0 | 0 | 1 | 0 | 1 | 0 | 0 | 0 | 0 | 0 | 0 | 0 | 6 | 28 | 6 | 27
4291 | 179 | 6 | 28 | 19 | 1 | 0 | 0 | 0 | 0 | 1 | 0 | 1 | 0 | 0 | 0 | 0 | 0 | 0 | 0 | 6 | 28 | 6 | 27
4292 | 179 | 6 | 28 | 20 | 1 | 0 | 0 | 0 | 0 | 0 | 1 | 1 | 0 | 0 | 0 | 0 | 0 | 0 | 0 | 6 | 28 | 6 | 27
4293 | 179 | 6 | 28 | 21 | 1 | 0 | 0 | 0 | 0 | 0 | 1 | 1 | 0 | 0 | 0 | 0 | 0 | 0 | 0 | 6 | 28 | 6 | 27
4294 | 179 | 6 | 28 | 22 | 1 | 0 | 0 | 0 | 0 | 0 | 1 | 1 | 0 | 0 | 0 | 0 | 0 | 0 | 0 | 6 | 28 | 6 | 27
4295 | 179 | 6 | 28 | 23 | 1 | 0 | 0 | 0 | 0 | 0 | 1 | 1 | 0 | 0 | 0 | 0 | 0 | 0 | 0 | 6 | 28 | 6 | 27
4296 | 179 | 6 | 28 | 24 | 1 | 0 | 0 | 0 | 0 | 0 | 1 | 1 | 0 | 0 | 0 | 0 | 0 | 0 | 0 | 6 | 28 | 6 | 27
4297 | 180 | 6 | 29 | 1 | 1 | 0 | 0 | 0 | 0 | 0 | 1 | 1 | 0 | 0 | 0 | 0 | 0 | 0 | 0 | 6 | 29 | 6 | 28
4298 | 180 | 6 | 29 | 2 | 1 | 0 | 0 | 0 | 0 | 0 | 1 | 1 | 0 | 0 | 0 | 0 | 0 | 0 | 0 | 6 | 29 | 6 | 28
4299 | 180 | 6 | 29 | 3 | 1 | 0 | 0 | 0 | 0 | 0 | 1 | 1 | 0 | 0 | 0 | 0 | 0 | 0 | 0 | 6 | 29 | 6 | 28
4300 | 180 | 6 | 29 | 4 | 1 | 0 | 0 | 0 | 0 | 0 | 1 | 1 | 0 | 0 | 0 | 0 | 0 | 0 | 0 | 6 | 29 | 6 | 28
4301 | 180 | 6 | 29 | 5 | 1 | 0 | 0 | 0 | 0 | 0 | 1 | 1 | 0 | 0 | 0 | 0 | 0 | 0 | 0 | 6 | 29 | 6 | 28
4302 | 180 | 6 | 29 | 6 | 1 | 0 | 0 | 0 | 0 | 0 | 1 | 1 | 0 | 0 | 0 | 0 | 0 | 0 | 0 | 6 | 29 | 6 | 28
4303 | 180 | 6 | 29 | 7 | 1 | 0 | 0 | 0 | 0 | 0 | 1 | 1 | 0 | 0 | 0 | 0 | 0 | 0 | 0 | 6 | 29 | 6 | 28
4304 | 180 | 6 | 29 | 8 | 1 | 0 | 0 | 0 | 0 | 0 | 1 | 1 | 0 | 0 | 0 | 0 | 0 | 0 | 0 | 6 | 29 | 6 | 28
4305 | 180 | 6 | 29 | 9 | 1 | 0 | 0 | 0 | 0 | 0 | 1 | 1 | 0 | 0 | 0 | 0 | 0 | 0 | 0 | 6 | 29 | 6 | 28
4306 | 180 | 6 | 29 | 10 | 1 | 0 | 0 | 0 | 0 | 0 | 1 | 1 | 0 | 0 | 0 | 0 | 0 | 0 | 0 | 6 | 29 | 6 | 28
4307 | 180 | 6 | 29 | 11 | 1 | 0 | 0 | 0 | 0 | 0 | 1 | 1 | 0 | 0 | 0 | 0 | 0 | 0 | 0 | 6 | 29 | 6 | 28
4308 | 180 | 6 | 29 | 12 | 1 | 0 | 0 | 0 | 0 | 0 | 1 | 1 | 0 | 0 | 0 | 0 | 0 | 0 | 0 | 6 | 29 | 6 | 28
4309 | 180 | 6 | 29 | 13 | 1 | 0 | 0 | 0 | 0 | 0 | 1 | 1 | 0 | 0 | 0 | 0 | 0 | 0 | 0 | 6 | 29 | 6 | 28
4310 | 180 | 6 | 29 | 14 | 1 | 0 | 0 | 0 | 0 | 1 | 0 | 1 | 0 | 0 | 0 | 0 | 0 | 0 | 0 | 6 | 29 | 6 | 28
4311 | 180 | 6 | 29 | 15 | 1 | 0 | 0 | 0 | 0 | 1 | 0 | 1 | 0 | 0 | 0 | 0 | 0 | 0 | 0 | 6 | 29 | 6 | 28
4312 | 180 | 6 | 29 | 16 | 1 | 0 | 0 | 0 | 0 | 1 | 0 | 1 | 0 | 0 | 0 | 0 | 0 | 0 | 0 | 6 | 29 | 6 | 28
4313 | 180 | 6 | 29 | 17 | 1 | 0 | 0 | 0 | 0 | 1 | 0 | 1 | 0 | 0 | 0 | 0 | 0 | 0 | 0 | 6 | 29 | 6 | 28
4314 | 180 | 6 | 29 | 18 | 1 | 0 | 0 | 0 | 0 | 1 | 0 | 1 | 0 | 0 | 0 | 0 | 0 | 0 | 0 | 6 | 29 | 6 | 28
4315 | 180 | 6 | 29 | 19 | 1 | 0 | 0 | 0 | 0 | 1 | 0 | 1 | 0 | 0 | 0 | 0 | 0 | 0 | 0 | 6 | 29 | 6 | 28
4316 | 180 | 6 | 29 | 20 | 1 | 0 | 0 | 0 | 0 | 0 | 1 | 1 | 0 | 0 | 0 | 0 | 0 | 0 | 0 | 6 | 29 | 6 | 28
4317 | 180 | 6 | 29 | 21 | 1 | 0 | 0 | 0 | 0 | 0 | 1 | 1 | 0 | 0 | 0 | 0 | 0 | 0 | 0 | 6 | 29 | 6 | 28
4318 | 180 | 6 | 29 | 22 | 1 | 0 | 0 | 0 | 0 | 0 | 1 | 1 | 0 | 0 | 0 | 0 | 0 | 0 | 0 | 6 | 29 | 6 | 28
4319 | 180 | 6 | 29 | 23 | 1 | 0 | 0 | 0 | 0 | 0 | 1 | 1 | 0 | 0 | 0 | 0 | 0 | 0 | 0 | 6 | 29 | 6 | 28
4320 | 180 | 6 | 29 | 24 | 1 | 0 | 0 | 0 | 0 | 0 | 1 | 1 | 0 | 0 | 0 | 0 | 0 | 0 | 0 | 6 | 29 | 6 | 28
4321 | 181 | 6 | 30 | 1 | 1 | 0 | 0 | 0 | 0 | 0 | 1 | 1 | 0 | 0 | 0 | 0 | 0 | 0 | 0 | 6 | 30 | 6 | 29
4322 | 181 | 6 | 30 | 2 | 1 | 0 | 0 | 0 | 0 | 0 | 1 | 1 | 0 | 0 | 0 | 0 | 0 | 0 | 0 | 6 | 30 | 6 | 29
4323 | 181 | 6 | 30 | 3 | 1 | 0 | 0 | 0 | 0 | 0 | 1 | 1 | 0 | 0 | 0 | 0 | 0 | 0 | 0 | 6 | 30 | 6 | 29
4324 | 181 | 6 | 30 | 4 | 1 | 0 | 0 | 0 | 0 | 0 | 1 | 1 | 0 | 0 | 0 | 0 | 0 | 0 | 0 | 6 | 30 | 6 | 29
4325 | 181 | 6 | 30 | 5 | 1 | 0 | 0 | 0 | 0 | 0 | 1 | 1 | 0 | 0 | 0 | 0 | 0 | 0 | 0 | 6 | 30 | 6 | 29
4326 | 181 | 6 | 30 | 6 | 1 | 0 | 0 | 0 | 0 | 0 | 1 | 1 | 0 | 0 | 0 | 0 | 0 | 0 | 0 | 6 | 30 | 6 | 29
4327 | 181 | 6 | 30 | 7 | 1 | 0 | 0 | 0 | 0 | 0 | 1 | 1 | 0 | 0 | 0 | 0 | 0 | 0 | 0 | 6 | 30 | 6 | 29
4328 | 181 | 6 | 30 | 8 | 1 | 0 | 0 | 0 | 0 | 0 | 1 | 1 | 0 | 0 | 0 | 0 | 0 | 0 | 0 | 6 | 30 | 6 | 29
4329 | 181 | 6 | 30 | 9 | 1 | 0 | 0 | 0 | 0 | 0 | 1 | 1 | 0 | 0 | 0 | 0 | 0 | 0 | 0 | 6 | 30 | 6 | 29
4330 | 181 | 6 | 30 | 10 | 1 | 0 | 0 | 0 | 0 | 0 | 1 | 1 | 0 | 0 | 0 | 0 | 0 | 0 | 0 | 6 | 30 | 6 | 29
4331 | 181 | 6 | 30 | 11 | 1 | 0 | 0 | 0 | 0 | 0 | 1 | 1 | 0 | 0 | 0 | 0 | 0 | 0 | 0 | 6 | 30 | 6 | 29
4332 | 181 | 6 | 30 | 12 | 1 | 0 | 0 | 0 | 0 | 0 | 1 | 1 | 0 | 0 | 0 | 0 | 0 | 0 | 0 | 6 | 30 | 6 | 29
4333 | 181 | 6 | 30 | 13 | 1 | 0 | 0 | 0 | 0 | 0 | 1 | 1 | 0 | 0 | 0 | 0 | 0 | 0 | 0 | 6 | 30 | 6 | 29
4334 | 181 | 6 | 30 | 14 | 1 | 0 | 0 | 0 | 0 | 1 | 0 | 1 | 0 | 0 | 0 | 0 | 0 | 0 | 0 | 6 | 30 | 6 | 29
4335 | 181 | 6 | 30 | 15 | 1 | 0 | 0 | 0 | 0 | 1 | 0 | 1 | 0 | 0 | 0 | 0 | 0 | 0 | 0 | 6 | 30 | 6 | 29
4336 | 181 | 6 | 30 | 16 | 1 | 0 | 0 | 0 | 0 | 1 | 0 | 1 | 0 | 0 | 0 | 0 | 0 | 0 | 0 | 6 | 30 | 6 | 29
4337 | 181 | 6 | 30 | 17 | 1 | 0 | 0 | 0 | 0 | 1 | 0 | 1 | 0 | 0 | 0 | 0 | 0 | 0 | 0 | 6 | 30 | 6 | 29
4338 | 181 | 6 | 30 | 18 | 1 | 0 | 0 | 0 | 0 | 1 | 0 | 1 | 0 | 0 | 0 | 0 | 0 | 0 | 0 | 6 | 30 | 6 | 29
4339 | 181 | 6 | 30 | 19 | 1 | 0 | 0 | 0 | 0 | 1 | 0 | 1 | 0 | 0 | 0 | 0 | 0 | 0 | 0 | 6 | 30 | 6 | 29
4340 | 181 | 6 | 30 | 20 | 1 | 0 | 0 | 0 | 0 | 0 | 1 | 1 | 0 | 0 | 0 | 0 | 0 | 0 | 0 | 6 | 30 | 6 | 29
4341 | 181 | 6 | 30 | 21 | 1 | 0 | 0 | 0 | 0 | 0 | 1 | 1 | 0 | 0 | 0 | 0 | 0 | 0 | 0 | 6 | 30 | 6 | 29
4342 | 181 | 6 | 30 | 22 | 1 | 0 | 0 | 0 | 0 | 0 | 1 | 1 | 0 | 0 | 0 | 0 | 0 | 0 | 0 | 6 | 30 | 6 | 29
4343 | 181 | 6 | 30 | 23 | 1 | 0 | 0 | 0 | 0 | 0 | 1 | 1 | 0 | 0 | 0 | 0 | 0 | 0 | 0 | 6 | 30 | 6 | 29
4344 | 181 | 6 | 30 | 24 | 1 | 0 | 0 | 0 | 0 | 0 | 1 | 1 | 0 | 0 | 0 | 0 | 0 | 0 | 0 | 6 | 30 | 6 | 29
4345 | 182 | 7 | 1 | 1 | 0 | 0 | 0 | 0 | 0 | 0 | 1 | 1 | 0 | 0 | 0 | 0 | 0 | 0 | 0 | 7 | 1 | 6 | 30
4346 | 182 | 7 | 1 | 2 | 0 | 0 | 0 | 0 | 0 | 0 | 1 | 1 | 0 | 0 | 0 | 0 | 0 | 0 | 0 | 7 | 1 | 6 | 30
4347 | 182 | 7 | 1 | 3 | 0 | 0 | 0 | 0 | 0 | 0 | 1 | 1 | 0 | 0 | 0 | 0 | 0 | 0 | 0 | 7 | 1 | 6 | 30
4348 | 182 | 7 | 1 | 4 | 0 | 0 | 0 | 0 | 0 | 0 | 1 | 1 | 0 | 0 | 0 | 0 | 0 | 0 | 0 | 7 | 1 | 6 | 30
4349 | 182 | 7 | 1 | 5 | 0 | 0 | 0 | 0 | 0 | 0 | 1 | 1 | 0 | 0 | 0 | 0 | 0 | 0 | 0 | 7 | 1 | 6 | 30
4350 | 182 | 7 | 1 | 6 | 0 | 0 | 0 | 0 | 0 | 0 | 1 | 1 | 0 | 0 | 0 | 0 | 0 | 0 | 0 | 7 | 1 | 6 | 30
4351 | 182 | 7 | 1 | 7 | 0 | 0 | 0 | 0 | 0 | 0 | 1 | 1 | 0 | 0 | 0 | 0 | 0 | 0 | 0 | 7 | 1 | 6 | 30
4352 | 182 | 7 | 1 | 8 | 0 | 0 | 0 | 0 | 0 | 0 | 1 | 1 | 0 | 0 | 0 | 0 | 0 | 0 | 0 | 7 | 1 | 6 | 30
4353 | 182 | 7 | 1 | 9 | 0 | 0 | 0 | 0 | 0 | 0 | 1 | 1 | 0 | 0 | 0 | 0 | 0 | 0 | 0 | 7 | 1 | 6 | 30
4354 | 182 | 7 | 1 | 10 | 0 | 0 | 0 | 0 | 0 | 0 | 1 | 1 | 0 | 0 | 0 | 0 | 0 | 0 | 0 | 7 | 1 | 6 | 30
4355 | 182 | 7 | 1 | 11 | 0 | 0 | 0 | 0 | 0 | 0 | 1 | 1 | 0 | 0 | 0 | 0 | 0 | 0 | 0 | 7 | 1 | 6 | 30
4356 | 182 | 7 | 1 | 12 | 0 | 0 | 0 | 0 | 0 | 0 | 1 | 1 | 0 | 0 | 0 | 0 | 0 | 0 | 0 | 7 | 1 | 6 | 30
4357 | 182 | 7 | 1 | 13 | 0 | 0 | 0 | 0 | 0 | 0 | 1 | 1 | 0 | 0 | 0 | 0 | 0 | 0 | 0 | 7 | 1 | 6 | 30
4358 | 182 | 7 | 1 | 14 | 0 | 0 | 0 | 0 | 0 | 0 | 1 | 1 | 0 | 0 | 0 | 0 | 0 | 0 | 0 | 7 | 1 | 6 | 30
4359 | 182 | 7 | 1 | 15 | 0 | 0 | 0 | 0 | 0 | 0 | 1 | 1 | 0 | 0 | 0 | 0 | 0 | 0 | 0 | 7 | 1 | 6 | 30
4360 | 182 | 7 | 1 | 16 | 0 | 0 | 0 | 0 | 0 | 0 | 1 | 1 | 0 | 0 | 0 | 0 | 0 | 0 | 0 | 7 | 1 | 6 | 30
4361 | 182 | 7 | 1 | 17 | 0 | 0 | 0 | 0 | 0 | 0 | 1 | 1 | 0 | 0 | 0 | 0 | 0 | 0 | 0 | 7 | 1 | 6 | 30
4362 | 182 | 7 | 1 | 18 | 0 | 0 | 0 | 0 | 0 | 0 | 1 | 1 | 0 | 0 | 0 | 0 | 0 | 0 | 0 | 7 | 1 | 6 | 30
4363 | 182 | 7 | 1 | 19 | 0 | 0 | 0 | 0 | 0 | 0 | 1 | 1 | 0 | 0 | 0 | 0 | 0 | 0 | 0 | 7 | 1 | 6 | 30
4364 | 182 | 7 | 1 | 20 | 0 | 0 | 0 | 0 | 0 | 0 | 1 | 1 | 0 | 0 | 0 | 0 | 0 | 0 | 0 | 7 | 1 | 6 | 30
4365 | 182 | 7 | 1 | 21 | 0 | 0 | 0 | 0 | 0 | 0 | 1 | 1 | 0 | 0 | 0 | 0 | 0 | 0 | 0 | 7 | 1 | 6 | 30
4366 | 182 | 7 | 1 | 22 | 0 | 0 | 0 | 0 | 0 | 0 | 1 | 1 | 0 | 0 | 0 | 0 | 0 | 0 | 0 | 7 | 1 | 6 | 30
4367 | 182 | 7 | 1 | 23 | 0 | 0 | 0 | 0 | 0 | 0 | 1 | 1 | 0 | 0 | 0 | 0 | 0 | 0 | 0 | 7 | 1 | 6 | 30
4368 | 182 | 7 | 1 | 24 | 0 | 0 | 0 | 0 | 0 | 0 | 1 | 1 | 0 | 0 | 0 | 0 | 0 | 0 | 0 | 7 | 1 | 6 | 30
4369 | 183 | 7 | 2 | 1 | 0 | 0 | 0 | 0 | 0 | 0 | 1 | 1 | 0 | 0 | 0 | 0 | 0 | 0 | 0 | 7 | 2 | 7 | 1
4370 | 183 | 7 | 2 | 2 | 0 | 0 | 0 | 0 | 0 | 0 | 1 | 1 | 0 | 0 | 0 | 0 | 0 | 0 | 0 | 7 | 2 | 7 | 1
4371 | 183 | 7 | 2 | 3 | 0 | 0 | 0 | 0 | 0 | 0 | 1 | 1 | 0 | 0 | 0 | 0 | 0 | 0 | 0 | 7 | 2 | 7 | 1
4372 | 183 | 7 | 2 | 4 | 0 | 0 | 0 | 0 | 0 | 0 | 1 | 1 | 0 | 0 | 0 | 0 | 0 | 0 | 0 | 7 | 2 | 7 | 1
4373 | 183 | 7 | 2 | 5 | 0 | 0 | 0 | 0 | 0 | 0 | 1 | 1 | 0 | 0 | 0 | 0 | 0 | 0 | 0 | 7 | 2 | 7 | 1
4374 | 183 | 7 | 2 | 6 | 0 | 0 | 0 | 0 | 0 | 0 | 1 | 1 | 0 | 0 | 0 | 0 | 0 | 0 | 0 | 7 | 2 | 7 | 1
4375 | 183 | 7 | 2 | 7 | 0 | 0 | 0 | 0 | 0 | 0 | 1 | 1 | 0 | 0 | 0 | 0 | 0 | 0 | 0 | 7 | 2 | 7 | 1
4376 | 183 | 7 | 2 | 8 | 0 | 0 | 0 | 0 | 0 | 0 | 1 | 1 | 0 | 0 | 0 | 0 | 0 | 0 | 0 | 7 | 2 | 7 | 1
4377 | 183 | 7 | 2 | 9 | 0 | 0 | 0 | 0 | 0 | 0 | 1 | 1 | 0 | 0 | 0 | 0 | 0 | 0 | 0 | 7 | 2 | 7 | 1
4378 | 183 | 7 | 2 | 10 | 0 | 0 | 0 | 0 | 0 | 0 | 1 | 1 | 0 | 0 | 0 | 0 | 0 | 0 | 0 | 7 | 2 | 7 | 1
4379 | 183 | 7 | 2 | 11 | 0 | 0 | 0 | 0 | 0 | 0 | 1 | 1 | 0 | 0 | 0 | 0 | 0 | 0 | 0 | 7 | 2 | 7 | 1
4380 | 183 | 7 | 2 | 12 | 0 | 0 | 0 | 0 | 0 | 0 | 1 | 1 | 0 | 0 | 0 | 0 | 0 | 0 | 0 | 7 | 2 | 7 | 1
4381 | 183 | 7 | 2 | 13 | 0 | 0 | 0 | 0 | 0 | 0 | 1 | 1 | 0 | 0 | 0 | 0 | 0 | 0 | 0 | 7 | 2 | 7 | 1
4382 | 183 | 7 | 2 | 14 | 0 | 0 | 0 | 0 | 0 | 0 | 1 | 1 | 0 | 0 | 0 | 0 | 0 | 0 | 0 | 7 | 2 | 7 | 1
4383 | 183 | 7 | 2 | 15 | 0 | 0 | 0 | 0 | 0 | 0 | 1 | 1 | 0 | 0 | 0 | 0 | 0 | 0 | 0 | 7 | 2 | 7 | 1
4384 | 183 | 7 | 2 | 16 | 0 | 0 | 0 | 0 | 0 | 0 | 1 | 1 | 0 | 0 | 0 | 0 | 0 | 0 | 0 | 7 | 2 | 7 | 1
4385 | 183 | 7 | 2 | 17 | 0 | 0 | 0 | 0 | 0 | 0 | 1 | 1 | 0 | 0 | 0 | 0 | 0 | 0 | 0 | 7 | 2 | 7 | 1
4386 | 183 | 7 | 2 | 18 | 0 | 0 | 0 | 0 | 0 | 0 | 1 | 1 | 0 | 0 | 0 | 0 | 0 | 0 | 0 | 7 | 2 | 7 | 1
4387 | 183 | 7 | 2 | 19 | 0 | 0 | 0 | 0 | 0 | 0 | 1 | 1 | 0 | 0 | 0 | 0 | 0 | 0 | 0 | 7 | 2 | 7 | 1
4388 | 183 | 7 | 2 | 20 | 0 | 0 | 0 | 0 | 0 | 0 | 1 | 1 | 0 | 0 | 0 | 0 | 0 | 0 | 0 | 7 | 2 | 7 | 1
4389 | 183 | 7 | 2 | 21 | 0 | 0 | 0 | 0 | 0 | 0 | 1 | 1 | 0 | 0 | 0 | 0 | 0 | 0 | 0 | 7 | 2 | 7 | 1
4390 | 183 | 7 | 2 | 22 | 0 | 0 | 0 | 0 | 0 | 0 | 1 | 1 | 0 | 0 | 0 | 0 | 0 | 0 | 0 | 7 | 2 | 7 | 1
4391 | 183 | 7 | 2 | 23 | 0 | 0 | 0 | 0 | 0 | 0 | 1 | 1 | 0 | 0 | 0 | 0 | 0 | 0 | 0 | 7 | 2 | 7 | 1
4392 | 183 | 7 | 2 | 24 | 0 | 0 | 0 | 0 | 0 | 0 | 1 | 1 | 0 | 0 | 0 | 0 | 0 | 0 | 0 | 7 | 2 | 7 | 1
4393 | 184 | 7 | 3 | 1 | 1 | 0 | 0 | 0 | 0 | 0 | 1 | 1 | 0 | 0 | 0 | 0 | 0 | 0 | 0 | 7 | 3 | 7 | 2
4394 | 184 | 7 | 3 | 2 | 1 | 0 | 0 | 0 | 0 | 0 | 1 | 1 | 0 | 0 | 0 | 0 | 0 | 0 | 0 | 7 | 3 | 7 | 2
4395 | 184 | 7 | 3 | 3 | 1 | 0 | 0 | 0 | 0 | 0 | 1 | 1 | 0 | 0 | 0 | 0 | 0 | 0 | 0 | 7 | 3 | 7 | 2
4396 | 184 | 7 | 3 | 4 | 1 | 0 | 0 | 0 | 0 | 0 | 1 | 1 | 0 | 0 | 0 | 0 | 0 | 0 | 0 | 7 | 3 | 7 | 2
4397 | 184 | 7 | 3 | 5 | 1 | 0 | 0 | 0 | 0 | 0 | 1 | 1 | 0 | 0 | 0 | 0 | 0 | 0 | 0 | 7 | 3 | 7 | 2
4398 | 184 | 7 | 3 | 6 | 1 | 0 | 0 | 0 | 0 | 0 | 1 | 1 | 0 | 0 | 0 | 0 | 0 | 0 | 0 | 7 | 3 | 7 | 2
4399 | 184 | 7 | 3 | 7 | 1 | 0 | 0 | 0 | 0 | 0 | 1 | 1 | 0 | 0 | 0 | 0 | 0 | 0 | 0 | 7 | 3 | 7 | 2
4400 | 184 | 7 | 3 | 8 | 1 | 0 | 0 | 0 | 0 | 0 | 1 | 1 | 0 | 0 | 0 | 0 | 0 | 0 | 0 | 7 | 3 | 7 | 2
4401 | 184 | 7 | 3 | 9 | 1 | 0 | 0 | 0 | 0 | 0 | 1 | 1 | 0 | 0 | 0 | 0 | 0 | 0 | 0 | 7 | 3 | 7 | 2
4402 | 184 | 7 | 3 | 10 | 1 | 0 | 0 | 0 | 0 | 0 | 1 | 1 | 0 | 0 | 0 | 0 | 0 | 0 | 0 | 7 | 3 | 7 | 2
4403 | 184 | 7 | 3 | 11 | 1 | 0 | 0 | 0 | 0 | 0 | 1 | 1 | 0 | 0 | 0 | 0 | 0 | 0 | 0 | 7 | 3 | 7 | 2
4404 | 184 | 7 | 3 | 12 | 1 | 0 | 0 | 0 | 0 | 0 | 1 | 1 | 0 | 0 | 0 | 0 | 0 | 0 | 0 | 7 | 3 | 7 | 2
4405 | 184 | 7 | 3 | 13 | 1 | 0 | 0 | 0 | 0 | 0 | 1 | 1 | 0 | 0 | 0 | 0 | 0 | 0 | 0 | 7 | 3 | 7 | 2
4406 | 184 | 7 | 3 | 14 | 1 | 0 | 0 | 0 | 0 | 1 | 0 | 1 | 0 | 0 | 0 | 0 | 0 | 0 | 0 | 7 | 3 | 7 | 2
4407 | 184 | 7 | 3 | 15 | 1 | 0 | 0 | 0 | 0 | 1 | 0 | 1 | 0 | 0 | 0 | 0 | 0 | 0 | 0 | 7 | 3 | 7 | 2
4408 | 184 | 7 | 3 | 16 | 1 | 0 | 0 | 0 | 0 | 1 | 0 | 1 | 0 | 0 | 0 | 0 | 0 | 0 | 0 | 7 | 3 | 7 | 2
4409 | 184 | 7 | 3 | 17 | 1 | 0 | 0 | 0 | 0 | 1 | 0 | 1 | 0 | 0 | 0 | 0 | 0 | 0 | 0 | 7 | 3 | 7 | 2
4410 | 184 | 7 | 3 | 18 | 1 | 0 | 0 | 0 | 0 | 1 | 0 | 1 | 0 | 0 | 0 | 0 | 0 | 0 | 0 | 7 | 3 | 7 | 2
4411 | 184 | 7 | 3 | 19 | 1 | 0 | 0 | 0 | 0 | 1 | 0 | 1 | 0 | 0 | 0 | 0 | 0 | 0 | 0 | 7 | 3 | 7 | 2
4412 | 184 | 7 | 3 | 20 | 1 | 0 | 0 | 0 | 0 | 0 | 1 | 1 | 0 | 0 | 0 | 0 | 0 | 0 | 0 | 7 | 3 | 7 | 2
4413 | 184 | 7 | 3 | 21 | 1 | 0 | 0 | 0 | 0 | 0 | 1 | 1 | 0 | 0 | 0 | 0 | 0 | 0 | 0 | 7 | 3 | 7 | 2
4414 | 184 | 7 | 3 | 22 | 1 | 0 | 0 | 0 | 0 | 0 | 1 | 1 | 0 | 0 | 0 | 0 | 0 | 0 | 0 | 7 | 3 | 7 | 2
4415 | 184 | 7 | 3 | 23 | 1 | 0 | 0 | 0 | 0 | 0 | 1 | 1 | 0 | 0 | 0 | 0 | 0 | 0 | 0 | 7 | 3 | 7 | 2
4416 | 184 | 7 | 3 | 24 | 1 | 0 | 0 | 0 | 0 | 0 | 1 | 1 | 0 | 0 | 0 | 0 | 0 | 0 | 0 | 7 | 3 | 7 | 2
4417 | 185 | 7 | 4 | 1 | 1 | 0 | 0 | 0 | 0 | 0 | 1 | 1 | 0 | 0 | 0 | 0 | 0 | 0 | 0 | 7 | 4 | 7 | 3
4418 | 185 | 7 | 4 | 2 | 1 | 0 | 0 | 0 | 0 | 0 | 1 | 1 | 0 | 0 | 0 | 0 | 0 | 0 | 0 | 7 | 4 | 7 | 3
4419 | 185 | 7 | 4 | 3 | 1 | 0 | 0 | 0 | 0 | 0 | 1 | 1 | 0 | 0 | 0 | 0 | 0 | 0 | 0 | 7 | 4 | 7 | 3
4420 | 185 | 7 | 4 | 4 | 1 | 0 | 0 | 0 | 0 | 0 | 1 | 1 | 0 | 0 | 0 | 0 | 0 | 0 | 0 | 7 | 4 | 7 | 3
4421 | 185 | 7 | 4 | 5 | 1 | 0 | 0 | 0 | 0 | 0 | 1 | 1 | 0 | 0 | 0 | 0 | 0 | 0 | 0 | 7 | 4 | 7 | 3
4422 | 185 | 7 | 4 | 6 | 1 | 0 | 0 | 0 | 0 | 0 | 1 | 1 | 0 | 0 | 0 | 0 | 0 | 0 | 0 | 7 | 4 | 7 | 3
4423 | 185 | 7 | 4 | 7 | 1 | 0 | 0 | 0 | 0 | 0 | 1 | 1 | 0 | 0 | 0 | 0 | 0 | 0 | 0 | 7 | 4 | 7 | 3
4424 | 185 | 7 | 4 | 8 | 1 | 0 | 0 | 0 | 0 | 0 | 1 | 1 | 0 | 0 | 0 | 0 | 0 | 0 | 0 | 7 | 4 | 7 | 3
4425 | 185 | 7 | 4 | 9 | 1 | 0 | 0 | 0 | 0 | 0 | 1 | 1 | 0 | 0 | 0 | 0 | 0 | 0 | 0 | 7 | 4 | 7 | 3
4426 | 185 | 7 | 4 | 10 | 1 | 0 | 0 | 0 | 0 | 0 | 1 | 1 | 0 | 0 | 0 | 0 | 0 | 0 | 0 | 7 | 4 | 7 | 3
4427 | 185 | 7 | 4 | 11 | 1 | 0 | 0 | 0 | 0 | 0 | 1 | 1 | 0 | 0 | 0 | 0 | 0 | 0 | 0 | 7 | 4 | 7 | 3
4428 | 185 | 7 | 4 | 12 | 1 | 0 | 0 | 0 | 0 | 0 | 1 | 1 | 0 | 0 | 0 | 0 | 0 | 0 | 0 | 7 | 4 | 7 | 3
4429 | 185 | 7 | 4 | 13 | 1 | 0 | 0 | 0 | 0 | 0 | 1 | 1 | 0 | 0 | 0 | 0 | 0 | 0 | 0 | 7 | 4 | 7 | 3
4430 | 185 | 7 | 4 | 14 | 1 | 0 | 0 | 0 | 0 | 1 | 0 | 1 | 0 | 0 | 0 | 0 | 0 | 0 | 0 | 7 | 4 | 7 | 3
4431 | 185 | 7 | 4 | 15 | 1 | 0 | 0 | 0 | 0 | 1 | 0 | 1 | 0 | 0 | 0 | 0 | 0 | 0 | 0 | 7 | 4 | 7 | 3
4432 | 185 | 7 | 4 | 16 | 1 | 0 | 0 | 0 | 0 | 1 | 0 | 1 | 0 | 0 | 0 | 0 | 0 | 0 | 0 | 7 | 4 | 7 | 3
4433 | 185 | 7 | 4 | 17 | 1 | 0 | 0 | 0 | 0 | 1 | 0 | 1 | 0 | 0 | 0 | 0 | 0 | 0 | 0 | 7 | 4 | 7 | 3
4434 | 185 | 7 | 4 | 18 | 1 | 0 | 0 | 0 | 0 | 1 | 0 | 1 | 0 | 0 | 0 | 0 | 0 | 0 | 0 | 7 | 4 | 7 | 3
4435 | 185 | 7 | 4 | 19 | 1 | 0 | 0 | 0 | 0 | 1 | 0 | 1 | 0 | 0 | 0 | 0 | 0 | 0 | 0 | 7 | 4 | 7 | 3
4436 | 185 | 7 | 4 | 20 | 1 | 0 | 0 | 0 | 0 | 0 | 1 | 1 | 0 | 0 | 0 | 0 | 0 | 0 | 0 | 7 | 4 | 7 | 3
4437 | 185 | 7 | 4 | 21 | 1 | 0 | 0 | 0 | 0 | 0 | 1 | 1 | 0 | 0 | 0 | 0 | 0 | 0 | 0 | 7 | 4 | 7 | 3
4438 | 185 | 7 | 4 | 22 | 1 | 0 | 0 | 0 | 0 | 0 | 1 | 1 | 0 | 0 | 0 | 0 | 0 | 0 | 0 | 7 | 4 | 7 | 3
4439 | 185 | 7 | 4 | 23 | 1 | 0 | 0 | 0 | 0 | 0 | 1 | 1 | 0 | 0 | 0 | 0 | 0 | 0 | 0 | 7 | 4 | 7 | 3
4440 | 185 | 7 | 4 | 24 | 1 | 0 | 0 | 0 | 0 | 0 | 1 | 1 | 0 | 0 | 0 | 0 | 0 | 0 | 0 | 7 | 4 | 7 | 3
4441 | 186 | 7 | 5 | 1 | 1 | 0 | 0 | 0 | 0 | 0 | 1 | 1 | 0 | 0 | 0 | 0 | 0 | 0 | 0 | 7 | 5 | 7 | 4
4442 | 186 | 7 | 5 | 2 | 1 | 0 | 0 | 0 | 0 | 0 | 1 | 1 | 0 | 0 | 0 | 0 | 0 | 0 | 0 | 7 | 5 | 7 | 4
4443 | 186 | 7 | 5 | 3 | 1 | 0 | 0 | 0 | 0 | 0 | 1 | 1 | 0 | 0 | 0 | 0 | 0 | 0 | 0 | 7 | 5 | 7 | 4
4444 | 186 | 7 | 5 | 4 | 1 | 0 | 0 | 0 | 0 | 0 | 1 | 1 | 0 | 0 | 0 | 0 | 0 | 0 | 0 | 7 | 5 | 7 | 4
4445 | 186 | 7 | 5 | 5 | 1 | 0 | 0 | 0 | 0 | 0 | 1 | 1 | 0 | 0 | 0 | 0 | 0 | 0 | 0 | 7 | 5 | 7 | 4
4446 | 186 | 7 | 5 | 6 | 1 | 0 | 0 | 0 | 0 | 0 | 1 | 1 | 0 | 0 | 0 | 0 | 0 | 0 | 0 | 7 | 5 | 7 | 4
4447 | 186 | 7 | 5 | 7 | 1 | 0 | 0 | 0 | 0 | 0 | 1 | 1 | 0 | 0 | 0 | 0 | 0 | 0 | 0 | 7 | 5 | 7 | 4
4448 | 186 | 7 | 5 | 8 | 1 | 0 | 0 | 0 | 0 | 0 | 1 | 1 | 0 | 0 | 0 | 0 | 0 | 0 | 0 | 7 | 5 | 7 | 4
4449 | 186 | 7 | 5 | 9 | 1 | 0 | 0 | 0 | 0 | 0 | 1 | 1 | 0 | 0 | 0 | 0 | 0 | 0 | 0 | 7 | 5 | 7 | 4
4450 | 186 | 7 | 5 | 10 | 1 | 0 | 0 | 0 | 0 | 0 | 1 | 1 | 0 | 0 | 0 | 0 | 0 | 0 | 0 | 7 | 5 | 7 | 4
4451 | 186 | 7 | 5 | 11 | 1 | 0 | 0 | 0 | 0 | 0 | 1 | 1 | 0 | 0 | 0 | 0 | 0 | 0 | 0 | 7 | 5 | 7 | 4
4452 | 186 | 7 | 5 | 12 | 1 | 0 | 0 | 0 | 0 | 0 | 1 | 1 | 0 | 0 | 0 | 0 | 0 | 0 | 0 | 7 | 5 | 7 | 4
4453 | 186 | 7 | 5 | 13 | 1 | 0 | 0 | 0 | 0 | 0 | 1 | 1 | 0 | 0 | 0 | 0 | 0 | 0 | 0 | 7 | 5 | 7 | 4
4454 | 186 | 7 | 5 | 14 | 1 | 0 | 0 | 0 | 0 | 1 | 0 | 1 | 0 | 0 | 0 | 0 | 0 | 0 | 0 | 7 | 5 | 7 | 4
4455 | 186 | 7 | 5 | 15 | 1 | 0 | 0 | 0 | 0 | 1 | 0 | 1 | 0 | 0 | 0 | 0 | 0 | 0 | 0 | 7 | 5 | 7 | 4
4456 | 186 | 7 | 5 | 16 | 1 | 0 | 0 | 0 | 0 | 1 | 0 | 1 | 0 | 0 | 0 | 0 | 0 | 0 | 0 | 7 | 5 | 7 | 4
4457 | 186 | 7 | 5 | 17 | 1 | 0 | 0 | 0 | 0 | 1 | 0 | 1 | 0 | 0 | 0 | 0 | 0 | 0 | 0 | 7 | 5 | 7 | 4
4458 | 186 | 7 | 5 | 18 | 1 | 0 | 0 | 0 | 0 | 1 | 0 | 1 | 0 | 0 | 0 | 0 | 0 | 0 | 0 | 7 | 5 | 7 | 4
4459 | 186 | 7 | 5 | 19 | 1 | 0 | 0 | 0 | 0 | 1 | 0 | 1 | 0 | 0 | 0 | 0 | 0 | 0 | 0 | 7 | 5 | 7 | 4
4460 | 186 | 7 | 5 | 20 | 1 | 0 | 0 | 0 | 0 | 0 | 1 | 1 | 0 | 0 | 0 | 0 | 0 | 0 | 0 | 7 | 5 | 7 | 4
4461 | 186 | 7 | 5 | 21 | 1 | 0 | 0 | 0 | 0 | 0 | 1 | 1 | 0 | 0 | 0 | 0 | 0 | 0 | 0 | 7 | 5 | 7 | 4
4462 | 186 | 7 | 5 | 22 | 1 | 0 | 0 | 0 | 0 | 0 | 1 | 1 | 0 | 0 | 0 | 0 | 0 | 0 | 0 | 7 | 5 | 7 | 4
4463 | 186 | 7 | 5 | 23 | 1 | 0 | 0 | 0 | 0 | 0 | 1 | 1 | 0 | 0 | 0 | 0 | 0 | 0 | 0 | 7 | 5 | 7 | 4
4464 | 186 | 7 | 5 | 24 | 1 | 0 | 0 | 0 | 0 | 0 | 1 | 1 | 0 | 0 | 0 | 0 | 0 | 0 | 0 | 7 | 5 | 7 | 4
4465 | 187 | 7 | 6 | 1 | 1 | 0 | 0 | 0 | 0 | 0 | 1 | 1 | 0 | 0 | 0 | 0 | 0 | 0 | 0 | 7 | 6 | 7 | 5
4466 | 187 | 7 | 6 | 2 | 1 | 0 | 0 | 0 | 0 | 0 | 1 | 1 | 0 | 0 | 0 | 0 | 0 | 0 | 0 | 7 | 6 | 7 | 5
4467 | 187 | 7 | 6 | 3 | 1 | 0 | 0 | 0 | 0 | 0 | 1 | 1 | 0 | 0 | 0 | 0 | 0 | 0 | 0 | 7 | 6 | 7 | 5
4468 | 187 | 7 | 6 | 4 | 1 | 0 | 0 | 0 | 0 | 0 | 1 | 1 | 0 | 0 | 0 | 0 | 0 | 0 | 0 | 7 | 6 | 7 | 5
4469 | 187 | 7 | 6 | 5 | 1 | 0 | 0 | 0 | 0 | 0 | 1 | 1 | 0 | 0 | 0 | 0 | 0 | 0 | 0 | 7 | 6 | 7 | 5
4470 | 187 | 7 | 6 | 6 | 1 | 0 | 0 | 0 | 0 | 0 | 1 | 1 | 0 | 0 | 0 | 0 | 0 | 0 | 0 | 7 | 6 | 7 | 5
4471 | 187 | 7 | 6 | 7 | 1 | 0 | 0 | 0 | 0 | 0 | 1 | 1 | 0 | 0 | 0 | 0 | 0 | 0 | 0 | 7 | 6 | 7 | 5
4472 | 187 | 7 | 6 | 8 | 1 | 0 | 0 | 0 | 0 | 0 | 1 | 1 | 0 | 0 | 0 | 0 | 0 | 0 | 0 | 7 | 6 | 7 | 5
4473 | 187 | 7 | 6 | 9 | 1 | 0 | 0 | 0 | 0 | 0 | 1 | 1 | 0 | 0 | 0 | 0 | 0 | 0 | 0 | 7 | 6 | 7 | 5
4474 | 187 | 7 | 6 | 10 | 1 | 0 | 0 | 0 | 0 | 0 | 1 | 1 | 0 | 0 | 0 | 0 | 0 | 0 | 0 | 7 | 6 | 7 | 5
4475 | 187 | 7 | 6 | 11 | 1 | 0 | 0 | 0 | 0 | 0 | 1 | 1 | 0 | 0 | 0 | 0 | 0 | 0 | 0 | 7 | 6 | 7 | 5
4476 | 187 | 7 | 6 | 12 | 1 | 0 | 0 | 0 | 0 | 0 | 1 | 1 | 0 | 0 | 0 | 0 | 0 | 0 | 0 | 7 | 6 | 7 | 5
4477 | 187 | 7 | 6 | 13 | 1 | 0 | 0 | 0 | 0 | 0 | 1 | 1 | 0 | 0 | 0 | 0 | 0 | 0 | 0 | 7 | 6 | 7 | 5
4478 | 187 | 7 | 6 | 14 | 1 | 0 | 0 | 0 | 0 | 1 | 0 | 1 | 0 | 0 | 0 | 0 | 0 | 0 | 0 | 7 | 6 | 7 | 5
4479 | 187 | 7 | 6 | 15 | 1 | 0 | 0 | 0 | 0 | 1 | 0 | 1 | 0 | 0 | 0 | 0 | 0 | 0 | 0 | 7 | 6 | 7 | 5
4480 | 187 | 7 | 6 | 16 | 1 | 0 | 0 | 0 | 0 | 1 | 0 | 1 | 0 | 0 | 0 | 0 | 0 | 0 | 0 | 7 | 6 | 7 | 5
4481 | 187 | 7 | 6 | 17 | 1 | 0 | 0 | 0 | 0 | 1 | 0 | 1 | 0 | 0 | 0 | 0 | 0 | 0 | 0 | 7 | 6 | 7 | 5
4482 | 187 | 7 | 6 | 18 | 1 | 0 | 0 | 0 | 0 | 1 | 0 | 1 | 0 | 0 | 0 | 0 | 0 | 0 | 0 | 7 | 6 | 7 | 5
4483 | 187 | 7 | 6 | 19 | 1 | 0 | 0 | 0 | 0 | 1 | 0 | 1 | 0 | 0 | 0 | 0 | 0 | 0 | 0 | 7 | 6 | 7 | 5
4484 | 187 | 7 | 6 | 20 | 1 | 0 | 0 | 0 | 0 | 0 | 1 | 1 | 0 | 0 | 0 | 0 | 0 | 0 | 0 | 7 | 6 | 7 | 5
4485 | 187 | 7 | 6 | 21 | 1 | 0 | 0 | 0 | 0 | 0 | 1 | 1 | 0 | 0 | 0 | 0 | 0 | 0 | 0 | 7 | 6 | 7 | 5
4486 | 187 | 7 | 6 | 22 | 1 | 0 | 0 | 0 | 0 | 0 | 1 | 1 | 0 | 0 | 0 | 0 | 0 | 0 | 0 | 7 | 6 | 7 | 5
4487 | 187 | 7 | 6 | 23 | 1 | 0 | 0 | 0 | 0 | 0 | 1 | 1 | 0 | 0 | 0 | 0 | 0 | 0 | 0 | 7 | 6 | 7 | 5
4488 | 187 | 7 | 6 | 24 | 1 | 0 | 0 | 0 | 0 | 0 | 1 | 1 | 0 | 0 | 0 | 0 | 0 | 0 | 0 | 7 | 6 | 7 | 5
4489 | 188 | 7 | 7 | 1 | 1 | 0 | 0 | 0 | 0 | 0 | 1 | 1 | 0 | 0 | 0 | 0 | 0 | 0 | 0 | 7 | 7 | 7 | 6
4490 | 188 | 7 | 7 | 2 | 1 | 0 | 0 | 0 | 0 | 0 | 1 | 1 | 0 | 0 | 0 | 0 | 0 | 0 | 0 | 7 | 7 | 7 | 6
4491 | 188 | 7 | 7 | 3 | 1 | 0 | 0 | 0 | 0 | 0 | 1 | 1 | 0 | 0 | 0 | 0 | 0 | 0 | 0 | 7 | 7 | 7 | 6
4492 | 188 | 7 | 7 | 4 | 1 | 0 | 0 | 0 | 0 | 0 | 1 | 1 | 0 | 0 | 0 | 0 | 0 | 0 | 0 | 7 | 7 | 7 | 6
4493 | 188 | 7 | 7 | 5 | 1 | 0 | 0 | 0 | 0 | 0 | 1 | 1 | 0 | 0 | 0 | 0 | 0 | 0 | 0 | 7 | 7 | 7 | 6
4494 | 188 | 7 | 7 | 6 | 1 | 0 | 0 | 0 | 0 | 0 | 1 | 1 | 0 | 0 | 0 | 0 | 0 | 0 | 0 | 7 | 7 | 7 | 6
4495 | 188 | 7 | 7 | 7 | 1 | 0 | 0 | 0 | 0 | 0 | 1 | 1 | 0 | 0 | 0 | 0 | 0 | 0 | 0 | 7 | 7 | 7 | 6
4496 | 188 | 7 | 7 | 8 | 1 | 0 | 0 | 0 | 0 | 0 | 1 | 1 | 0 | 0 | 0 | 0 | 0 | 0 | 0 | 7 | 7 | 7 | 6
4497 | 188 | 7 | 7 | 9 | 1 | 0 | 0 | 0 | 0 | 0 | 1 | 1 | 0 | 0 | 0 | 0 | 0 | 0 | 0 | 7 | 7 | 7 | 6
4498 | 188 | 7 | 7 | 10 | 1 | 0 | 0 | 0 | 0 | 0 | 1 | 1 | 0 | 0 | 0 | 0 | 0 | 0 | 0 | 7 | 7 | 7 | 6
4499 | 188 | 7 | 7 | 11 | 1 | 0 | 0 | 0 | 0 | 0 | 1 | 1 | 0 | 0 | 0 | 0 | 0 | 0 | 0 | 7 | 7 | 7 | 6
4500 | 188 | 7 | 7 | 12 | 1 | 0 | 0 | 0 | 0 | 0 | 1 | 1 | 0 | 0 | 0 | 0 | 0 | 0 | 0 | 7 | 7 | 7 | 6
4501 | 188 | 7 | 7 | 13 | 1 | 0 | 0 | 0 | 0 | 0 | 1 | 1 | 0 | 0 | 0 | 0 | 0 | 0 | 0 | 7 | 7 | 7 | 6
4502 | 188 | 7 | 7 | 14 | 1 | 0 | 0 | 0 | 0 | 1 | 0 | 1 | 0 | 0 | 0 | 0 | 0 | 0 | 0 | 7 | 7 | 7 | 6
4503 | 188 | 7 | 7 | 15 | 1 | 0 | 0 | 0 | 0 | 1 | 0 | 1 | 0 | 0 | 0 | 0 | 0 | 0 | 0 | 7 | 7 | 7 | 6
4504 | 188 | 7 | 7 | 16 | 1 | 0 | 0 | 0 | 0 | 1 | 0 | 1 | 0 | 0 | 0 | 0 | 0 | 0 | 0 | 7 | 7 | 7 | 6
4505 | 188 | 7 | 7 | 17 | 1 | 0 | 0 | 0 | 0 | 1 | 0 | 1 | 0 | 0 | 0 | 0 | 0 | 0 | 0 | 7 | 7 | 7 | 6
4506 | 188 | 7 | 7 | 18 | 1 | 0 | 0 | 0 | 0 | 1 | 0 | 1 | 0 | 0 | 0 | 0 | 0 | 0 | 0 | 7 | 7 | 7 | 6
4507 | 188 | 7 | 7 | 19 | 1 | 0 | 0 | 0 | 0 | 1 | 0 | 1 | 0 | 0 | 0 | 0 | 0 | 0 | 0 | 7 | 7 | 7 | 6
4508 | 188 | 7 | 7 | 20 | 1 | 0 | 0 | 0 | 0 | 0 | 1 | 1 | 0 | 0 | 0 | 0 | 0 | 0 | 0 | 7 | 7 | 7 | 6
4509 | 188 | 7 | 7 | 21 | 1 | 0 | 0 | 0 | 0 | 0 | 1 | 1 | 0 | 0 | 0 | 0 | 0 | 0 | 0 | 7 | 7 | 7 | 6
4510 | 188 | 7 | 7 | 22 | 1 | 0 | 0 | 0 | 0 | 0 | 1 | 1 | 0 | 0 | 0 | 0 | 0 | 0 | 0 | 7 | 7 | 7 | 6
4511 | 188 | 7 | 7 | 23 | 1 | 0 | 0 | 0 | 0 | 0 | 1 | 1 | 0 | 0 | 0 | 0 | 0 | 0 | 0 | 7 | 7 | 7 | 6
4512 | 188 | 7 | 7 | 24 | 1 | 0 | 0 | 0 | 0 | 0 | 1 | 1 | 0 | 0 | 0 | 0 | 0 | 0 | 0 | 7 | 7 | 7 | 6
4513 | 189 | 7 | 8 | 1 | 0 | 0 | 0 | 0 | 0 | 0 | 1 | 1 | 0 | 0 | 0 | 0 | 0 | 0 | 0 | 7 | 8 | 7 | 7
4514 | 189 | 7 | 8 | 2 | 0 | 0 | 0 | 0 | 0 | 0 | 1 | 1 | 0 | 0 | 0 | 0 | 0 | 0 | 0 | 7 | 8 | 7 | 7
4515 | 189 | 7 | 8 | 3 | 0 | 0 | 0 | 0 | 0 | 0 | 1 | 1 | 0 | 0 | 0 | 0 | 0 | 0 | 0 | 7 | 8 | 7 | 7
4516 | 189 | 7 | 8 | 4 | 0 | 0 | 0 | 0 | 0 | 0 | 1 | 1 | 0 | 0 | 0 | 0 | 0 | 0 | 0 | 7 | 8 | 7 | 7
4517 | 189 | 7 | 8 | 5 | 0 | 0 | 0 | 0 | 0 | 0 | 1 | 1 | 0 | 0 | 0 | 0 | 0 | 0 | 0 | 7 | 8 | 7 | 7
4518 | 189 | 7 | 8 | 6 | 0 | 0 | 0 | 0 | 0 | 0 | 1 | 1 | 0 | 0 | 0 | 0 | 0 | 0 | 0 | 7 | 8 | 7 | 7
4519 | 189 | 7 | 8 | 7 | 0 | 0 | 0 | 0 | 0 | 0 | 1 | 1 | 0 | 0 | 0 | 0 | 0 | 0 | 0 | 7 | 8 | 7 | 7
4520 | 189 | 7 | 8 | 8 | 0 | 0 | 0 | 0 | 0 | 0 | 1 | 1 | 0 | 0 | 0 | 0 | 0 | 0 | 0 | 7 | 8 | 7 | 7
4521 | 189 | 7 | 8 | 9 | 0 | 0 | 0 | 0 | 0 | 0 | 1 | 1 | 0 | 0 | 0 | 0 | 0 | 0 | 0 | 7 | 8 | 7 | 7
4522 | 189 | 7 | 8 | 10 | 0 | 0 | 0 | 0 | 0 | 0 | 1 | 1 | 0 | 0 | 0 | 0 | 0 | 0 | 0 | 7 | 8 | 7 | 7
4523 | 189 | 7 | 8 | 11 | 0 | 0 | 0 | 0 | 0 | 0 | 1 | 1 | 0 | 0 | 0 | 0 | 0 | 0 | 0 | 7 | 8 | 7 | 7
4524 | 189 | 7 | 8 | 12 | 0 | 0 | 0 | 0 | 0 | 0 | 1 | 1 | 0 | 0 | 0 | 0 | 0 | 0 | 0 | 7 | 8 | 7 | 7
4525 | 189 | 7 | 8 | 13 | 0 | 0 | 0 | 0 | 0 | 0 | 1 | 1 | 0 | 0 | 0 | 0 | 0 | 0 | 0 | 7 | 8 | 7 | 7
4526 | 189 | 7 | 8 | 14 | 0 | 0 | 0 | 0 | 0 | 0 | 1 | 1 | 0 | 0 | 0 | 0 | 0 | 0 | 0 | 7 | 8 | 7 | 7
4527 | 189 | 7 | 8 | 15 | 0 | 0 | 0 | 0 | 0 | 0 | 1 | 1 | 0 | 0 | 0 | 0 | 0 | 0 | 0 | 7 | 8 | 7 | 7
4528 | 189 | 7 | 8 | 16 | 0 | 0 | 0 | 0 | 0 | 0 | 1 | 1 | 0 | 0 | 0 | 0 | 0 | 0 | 0 | 7 | 8 | 7 | 7
4529 | 189 | 7 | 8 | 17 | 0 | 0 | 0 | 0 | 0 | 0 | 1 | 1 | 0 | 0 | 0 | 0 | 0 | 0 | 0 | 7 | 8 | 7 | 7
4530 | 189 | 7 | 8 | 18 | 0 | 0 | 0 | 0 | 0 | 0 | 1 | 1 | 0 | 0 | 0 | 0 | 0 | 0 | 0 | 7 | 8 | 7 | 7
4531 | 189 | 7 | 8 | 19 | 0 | 0 | 0 | 0 | 0 | 0 | 1 | 1 | 0 | 0 | 0 | 0 | 0 | 0 | 0 | 7 | 8 | 7 | 7
4532 | 189 | 7 | 8 | 20 | 0 | 0 | 0 | 0 | 0 | 0 | 1 | 1 | 0 | 0 | 0 | 0 | 0 | 0 | 0 | 7 | 8 | 7 | 7
4533 | 189 | 7 | 8 | 21 | 0 | 0 | 0 | 0 | 0 | 0 | 1 | 1 | 0 | 0 | 0 | 0 | 0 | 0 | 0 | 7 | 8 | 7 | 7
4534 | 189 | 7 | 8 | 22 | 0 | 0 | 0 | 0 | 0 | 0 | 1 | 1 | 0 | 0 | 0 | 0 | 0 | 0 | 0 | 7 | 8 | 7 | 7
4535 | 189 | 7 | 8 | 23 | 0 | 0 | 0 | 0 | 0 | 0 | 1 | 1 | 0 | 0 | 0 | 0 | 0 | 0 | 0 | 7 | 8 | 7 | 7
4536 | 189 | 7 | 8 | 24 | 0 | 0 | 0 | 0 | 0 | 0 | 1 | 1 | 0 | 0 | 0 | 0 | 0 | 0 | 0 | 7 | 8 | 7 | 7
4537 | 190 | 7 | 9 | 1 | 0 | 0 | 0 | 0 | 0 | 0 | 1 | 1 | 0 | 0 | 0 | 0 | 0 | 0 | 0 | 7 | 9 | 7 | 8
4538 | 190 | 7 | 9 | 2 | 0 | 0 | 0 | 0 | 0 | 0 | 1 | 1 | 0 | 0 | 0 | 0 | 0 | 0 | 0 | 7 | 9 | 7 | 8
4539 | 190 | 7 | 9 | 3 | 0 | 0 | 0 | 0 | 0 | 0 | 1 | 1 | 0 | 0 | 0 | 0 | 0 | 0 | 0 | 7 | 9 | 7 | 8
4540 | 190 | 7 | 9 | 4 | 0 | 0 | 0 | 0 | 0 | 0 | 1 | 1 | 0 | 0 | 0 | 0 | 0 | 0 | 0 | 7 | 9 | 7 | 8
4541 | 190 | 7 | 9 | 5 | 0 | 0 | 0 | 0 | 0 | 0 | 1 | 1 | 0 | 0 | 0 | 0 | 0 | 0 | 0 | 7 | 9 | 7 | 8
4542 | 190 | 7 | 9 | 6 | 0 | 0 | 0 | 0 | 0 | 0 | 1 | 1 | 0 | 0 | 0 | 0 | 0 | 0 | 0 | 7 | 9 | 7 | 8
4543 | 190 | 7 | 9 | 7 | 0 | 0 | 0 | 0 | 0 | 0 | 1 | 1 | 0 | 0 | 0 | 0 | 0 | 0 | 0 | 7 | 9 | 7 | 8
4544 | 190 | 7 | 9 | 8 | 0 | 0 | 0 | 0 | 0 | 0 | 1 | 1 | 0 | 0 | 0 | 0 | 0 | 0 | 0 | 7 | 9 | 7 | 8
4545 | 190 | 7 | 9 | 9 | 0 | 0 | 0 | 0 | 0 | 0 | 1 | 1 | 0 | 0 | 0 | 0 | 0 | 0 | 0 | 7 | 9 | 7 | 8
4546 | 190 | 7 | 9 | 10 | 0 | 0 | 0 | 0 | 0 | 0 | 1 | 1 | 0 | 0 | 0 | 0 | 0 | 0 | 0 | 7 | 9 | 7 | 8
4547 | 190 | 7 | 9 | 11 | 0 | 0 | 0 | 0 | 0 | 0 | 1 | 1 | 0 | 0 | 0 | 0 | 0 | 0 | 0 | 7 | 9 | 7 | 8
4548 | 190 | 7 | 9 | 12 | 0 | 0 | 0 | 0 | 0 | 0 | 1 | 1 | 0 | 0 | 0 | 0 | 0 | 0 | 0 | 7 | 9 | 7 | 8
4549 | 190 | 7 | 9 | 13 | 0 | 0 | 0 | 0 | 0 | 0 | 1 | 1 | 0 | 0 | 0 | 0 | 0 | 0 | 0 | 7 | 9 | 7 | 8
4550 | 190 | 7 | 9 | 14 | 0 | 0 | 0 | 0 | 0 | 0 | 1 | 1 | 0 | 0 | 0 | 0 | 0 | 0 | 0 | 7 | 9 | 7 | 8
4551 | 190 | 7 | 9 | 15 | 0 | 0 | 0 | 0 | 0 | 0 | 1 | 1 | 0 | 0 | 0 | 0 | 0 | 0 | 0 | 7 | 9 | 7 | 8
4552 | 190 | 7 | 9 | 16 | 0 | 0 | 0 | 0 | 0 | 0 | 1 | 1 | 0 | 0 | 0 | 0 | 0 | 0 | 0 | 7 | 9 | 7 | 8
4553 | 190 | 7 | 9 | 17 | 0 | 0 | 0 | 0 | 0 | 0 | 1 | 1 | 0 | 0 | 0 | 0 | 0 | 0 | 0 | 7 | 9 | 7 | 8
4554 | 190 | 7 | 9 | 18 | 0 | 0 | 0 | 0 | 0 | 0 | 1 | 1 | 0 | 0 | 0 | 0 | 0 | 0 | 0 | 7 | 9 | 7 | 8
4555 | 190 | 7 | 9 | 19 | 0 | 0 | 0 | 0 | 0 | 0 | 1 | 1 | 0 | 0 | 0 | 0 | 0 | 0 | 0 | 7 | 9 | 7 | 8
4556 | 190 | 7 | 9 | 20 | 0 | 0 | 0 | 0 | 0 | 0 | 1 | 1 | 0 | 0 | 0 | 0 | 0 | 0 | 0 | 7 | 9 | 7 | 8
4557 | 190 | 7 | 9 | 21 | 0 | 0 | 0 | 0 | 0 | 0 | 1 | 1 | 0 | 0 | 0 | 0 | 0 | 0 | 0 | 7 | 9 | 7 | 8
4558 | 190 | 7 | 9 | 22 | 0 | 0 | 0 | 0 | 0 | 0 | 1 | 1 | 0 | 0 | 0 | 0 | 0 | 0 | 0 | 7 | 9 | 7 | 8
4559 | 190 | 7 | 9 | 23 | 0 | 0 | 0 | 0 | 0 | 0 | 1 | 1 | 0 | 0 | 0 | 0 | 0 | 0 | 0 | 7 | 9 | 7 | 8
4560 | 190 | 7 | 9 | 24 | 0 | 0 | 0 | 0 | 0 | 0 | 1 | 1 | 0 | 0 | 0 | 0 | 0 | 0 | 0 | 7 | 9 | 7 | 8
4561 | 191 | 7 | 10 | 1 | 1 | 0 | 0 | 0 | 0 | 0 | 1 | 1 | 0 | 0 | 0 | 0 | 0 | 0 | 0 | 7 | 10 | 7 | 9
4562 | 191 | 7 | 10 | 2 | 1 | 0 | 0 | 0 | 0 | 0 | 1 | 1 | 0 | 0 | 0 | 0 | 0 | 0 | 0 | 7 | 10 | 7 | 9
4563 | 191 | 7 | 10 | 3 | 1 | 0 | 0 | 0 | 0 | 0 | 1 | 1 | 0 | 0 | 0 | 0 | 0 | 0 | 0 | 7 | 10 | 7 | 9
4564 | 191 | 7 | 10 | 4 | 1 | 0 | 0 | 0 | 0 | 0 | 1 | 1 | 0 | 0 | 0 | 0 | 0 | 0 | 0 | 7 | 10 | 7 | 9
4565 | 191 | 7 | 10 | 5 | 1 | 0 | 0 | 0 | 0 | 0 | 1 | 1 | 0 | 0 | 0 | 0 | 0 | 0 | 0 | 7 | 10 | 7 | 9
4566 | 191 | 7 | 10 | 6 | 1 | 0 | 0 | 0 | 0 | 0 | 1 | 1 | 0 | 0 | 0 | 0 | 0 | 0 | 0 | 7 | 10 | 7 | 9
4567 | 191 | 7 | 10 | 7 | 1 | 0 | 0 | 0 | 0 | 0 | 1 | 1 | 0 | 0 | 0 | 0 | 0 | 0 | 0 | 7 | 10 | 7 | 9
4568 | 191 | 7 | 10 | 8 | 1 | 0 | 0 | 0 | 0 | 0 | 1 | 1 | 0 | 0 | 0 | 0 | 0 | 0 | 0 | 7 | 10 | 7 | 9
4569 | 191 | 7 | 10 | 9 | 1 | 0 | 0 | 0 | 0 | 0 | 1 | 1 | 0 | 0 | 0 | 0 | 0 | 0 | 0 | 7 | 10 | 7 | 9
4570 | 191 | 7 | 10 | 10 | 1 | 0 | 0 | 0 | 0 | 0 | 1 | 1 | 0 | 0 | 0 | 0 | 0 | 0 | 0 | 7 | 10 | 7 | 9
4571 | 191 | 7 | 10 | 11 | 1 | 0 | 0 | 0 | 0 | 0 | 1 | 1 | 0 | 0 | 0 | 0 | 0 | 0 | 0 | 7 | 10 | 7 | 9
4572 | 191 | 7 | 10 | 12 | 1 | 0 | 0 | 0 | 0 | 0 | 1 | 1 | 0 | 0 | 0 | 0 | 0 | 0 | 0 | 7 | 10 | 7 | 9
4573 | 191 | 7 | 10 | 13 | 1 | 0 | 0 | 0 | 0 | 0 | 1 | 1 | 0 | 0 | 0 | 0 | 0 | 0 | 0 | 7 | 10 | 7 | 9
4574 | 191 | 7 | 10 | 14 | 1 | 0 | 0 | 0 | 0 | 1 | 0 | 1 | 0 | 0 | 0 | 0 | 0 | 0 | 0 | 7 | 10 | 7 | 9
4575 | 191 | 7 | 10 | 15 | 1 | 0 | 0 | 0 | 0 | 1 | 0 | 1 | 0 | 0 | 0 | 0 | 0 | 0 | 0 | 7 | 10 | 7 | 9
4576 | 191 | 7 | 10 | 16 | 1 | 0 | 0 | 0 | 0 | 1 | 0 | 1 | 0 | 0 | 0 | 0 | 0 | 0 | 0 | 7 | 10 | 7 | 9
4577 | 191 | 7 | 10 | 17 | 1 | 0 | 0 | 0 | 0 | 1 | 0 | 1 | 0 | 0 | 0 | 0 | 0 | 0 | 0 | 7 | 10 | 7 | 9
4578 | 191 | 7 | 10 | 18 | 1 | 0 | 0 | 0 | 0 | 1 | 0 | 1 | 0 | 0 | 0 | 0 | 0 | 0 | 0 | 7 | 10 | 7 | 9
4579 | 191 | 7 | 10 | 19 | 1 | 0 | 0 | 0 | 0 | 1 | 0 | 1 | 0 | 0 | 0 | 0 | 0 | 0 | 0 | 7 | 10 | 7 | 9
4580 | 191 | 7 | 10 | 20 | 1 | 0 | 0 | 0 | 0 | 0 | 1 | 1 | 0 | 0 | 0 | 0 | 0 | 0 | 0 | 7 | 10 | 7 | 9
4581 | 191 | 7 | 10 | 21 | 1 | 0 | 0 | 0 | 0 | 0 | 1 | 1 | 0 | 0 | 0 | 0 | 0 | 0 | 0 | 7 | 10 | 7 | 9
4582 | 191 | 7 | 10 | 22 | 1 | 0 | 0 | 0 | 0 | 0 | 1 | 1 | 0 | 0 | 0 | 0 | 0 | 0 | 0 | 7 | 10 | 7 | 9
4583 | 191 | 7 | 10 | 23 | 1 | 0 | 0 | 0 | 0 | 0 | 1 | 1 | 0 | 0 | 0 | 0 | 0 | 0 | 0 | 7 | 10 | 7 | 9
4584 | 191 | 7 | 10 | 24 | 1 | 0 | 0 | 0 | 0 | 0 | 1 | 1 | 0 | 0 | 0 | 0 | 0 | 0 | 0 | 7 | 10 | 7 | 9
4585 | 192 | 7 | 11 | 1 | 1 | 0 | 0 | 0 | 0 | 0 | 1 | 1 | 0 | 0 | 0 | 0 | 0 | 0 | 0 | 7 | 11 | 7 | 10
4586 | 192 | 7 | 11 | 2 | 1 | 0 | 0 | 0 | 0 | 0 | 1 | 1 | 0 | 0 | 0 | 0 | 0 | 0 | 0 | 7 | 11 | 7 | 10
4587 | 192 | 7 | 11 | 3 | 1 | 0 | 0 | 0 | 0 | 0 | 1 | 1 | 0 | 0 | 0 | 0 | 0 | 0 | 0 | 7 | 11 | 7 | 10
4588 | 192 | 7 | 11 | 4 | 1 | 0 | 0 | 0 | 0 | 0 | 1 | 1 | 0 | 0 | 0 | 0 | 0 | 0 | 0 | 7 | 11 | 7 | 10
4589 | 192 | 7 | 11 | 5 | 1 | 0 | 0 | 0 | 0 | 0 | 1 | 1 | 0 | 0 | 0 | 0 | 0 | 0 | 0 | 7 | 11 | 7 | 10
4590 | 192 | 7 | 11 | 6 | 1 | 0 | 0 | 0 | 0 | 0 | 1 | 1 | 0 | 0 | 0 | 0 | 0 | 0 | 0 | 7 | 11 | 7 | 10
4591 | 192 | 7 | 11 | 7 | 1 | 0 | 0 | 0 | 0 | 0 | 1 | 1 | 0 | 0 | 0 | 0 | 0 | 0 | 0 | 7 | 11 | 7 | 10
4592 | 192 | 7 | 11 | 8 | 1 | 0 | 0 | 0 | 0 | 0 | 1 | 1 | 0 | 0 | 0 | 0 | 0 | 0 | 0 | 7 | 11 | 7 | 10
4593 | 192 | 7 | 11 | 9 | 1 | 0 | 0 | 0 | 0 | 0 | 1 | 1 | 0 | 0 | 0 | 0 | 0 | 0 | 0 | 7 | 11 | 7 | 10
4594 | 192 | 7 | 11 | 10 | 1 | 0 | 0 | 0 | 0 | 0 | 1 | 1 | 0 | 0 | 0 | 0 | 0 | 0 | 0 | 7 | 11 | 7 | 10
4595 | 192 | 7 | 11 | 11 | 1 | 0 | 0 | 0 | 0 | 0 | 1 | 1 | 0 | 0 | 0 | 0 | 0 | 0 | 0 | 7 | 11 | 7 | 10
4596 | 192 | 7 | 11 | 12 | 1 | 0 | 0 | 0 | 0 | 0 | 1 | 1 | 0 | 0 | 0 | 0 | 0 | 0 | 0 | 7 | 11 | 7 | 10
4597 | 192 | 7 | 11 | 13 | 1 | 0 | 0 | 0 | 0 | 0 | 1 | 1 | 0 | 0 | 0 | 0 | 0 | 0 | 0 | 7 | 11 | 7 | 10
4598 | 192 | 7 | 11 | 14 | 1 | 0 | 0 | 0 | 0 | 1 | 0 | 1 | 0 | 0 | 0 | 0 | 0 | 0 | 0 | 7 | 11 | 7 | 10
4599 | 192 | 7 | 11 | 15 | 1 | 0 | 0 | 0 | 0 | 1 | 0 | 1 | 0 | 0 | 0 | 0 | 0 | 0 | 0 | 7 | 11 | 7 | 10
4600 | 192 | 7 | 11 | 16 | 1 | 0 | 0 | 0 | 0 | 1 | 0 | 1 | 0 | 0 | 0 | 0 | 0 | 0 | 0 | 7 | 11 | 7 | 10
4601 | 192 | 7 | 11 | 17 | 1 | 0 | 0 | 0 | 0 | 1 | 0 | 1 | 0 | 0 | 0 | 0 | 0 | 0 | 0 | 7 | 11 | 7 | 10
4602 | 192 | 7 | 11 | 18 | 1 | 0 | 0 | 0 | 0 | 1 | 0 | 1 | 0 | 0 | 0 | 0 | 0 | 0 | 0 | 7 | 11 | 7 | 10
4603 | 192 | 7 | 11 | 19 | 1 | 0 | 0 | 0 | 0 | 1 | 0 | 1 | 0 | 0 | 0 | 0 | 0 | 0 | 0 | 7 | 11 | 7 | 10
4604 | 192 | 7 | 11 | 20 | 1 | 0 | 0 | 0 | 0 | 0 | 1 | 1 | 0 | 0 | 0 | 0 | 0 | 0 | 0 | 7 | 11 | 7 | 10
4605 | 192 | 7 | 11 | 21 | 1 | 0 | 0 | 0 | 0 | 0 | 1 | 1 | 0 | 0 | 0 | 0 | 0 | 0 | 0 | 7 | 11 | 7 | 10
4606 | 192 | 7 | 11 | 22 | 1 | 0 | 0 | 0 | 0 | 0 | 1 | 1 | 0 | 0 | 0 | 0 | 0 | 0 | 0 | 7 | 11 | 7 | 10
4607 | 192 | 7 | 11 | 23 | 1 | 0 | 0 | 0 | 0 | 0 | 1 | 1 | 0 | 0 | 0 | 0 | 0 | 0 | 0 | 7 | 11 | 7 | 10
4608 | 192 | 7 | 11 | 24 | 1 | 0 | 0 | 0 | 0 | 0 | 1 | 1 | 0 | 0 | 0 | 0 | 0 | 0 | 0 | 7 | 11 | 7 | 10
4609 | 193 | 7 | 12 | 1 | 1 | 0 | 0 | 0 | 0 | 0 | 1 | 1 | 0 | 0 | 0 | 0 | 0 | 0 | 0 | 7 | 12 | 7 | 11
4610 | 193 | 7 | 12 | 2 | 1 | 0 | 0 | 0 | 0 | 0 | 1 | 1 | 0 | 0 | 0 | 0 | 0 | 0 | 0 | 7 | 12 | 7 | 11
4611 | 193 | 7 | 12 | 3 | 1 | 0 | 0 | 0 | 0 | 0 | 1 | 1 | 0 | 0 | 0 | 0 | 0 | 0 | 0 | 7 | 12 | 7 | 11
4612 | 193 | 7 | 12 | 4 | 1 | 0 | 0 | 0 | 0 | 0 | 1 | 1 | 0 | 0 | 0 | 0 | 0 | 0 | 0 | 7 | 12 | 7 | 11
4613 | 193 | 7 | 12 | 5 | 1 | 0 | 0 | 0 | 0 | 0 | 1 | 1 | 0 | 0 | 0 | 0 | 0 | 0 | 0 | 7 | 12 | 7 | 11
4614 | 193 | 7 | 12 | 6 | 1 | 0 | 0 | 0 | 0 | 0 | 1 | 1 | 0 | 0 | 0 | 0 | 0 | 0 | 0 | 7 | 12 | 7 | 11
4615 | 193 | 7 | 12 | 7 | 1 | 0 | 0 | 0 | 0 | 0 | 1 | 1 | 0 | 0 | 0 | 0 | 0 | 0 | 0 | 7 | 12 | 7 | 11
4616 | 193 | 7 | 12 | 8 | 1 | 0 | 0 | 0 | 0 | 0 | 1 | 1 | 0 | 0 | 0 | 0 | 0 | 0 | 0 | 7 | 12 | 7 | 11
4617 | 193 | 7 | 12 | 9 | 1 | 0 | 0 | 0 | 0 | 0 | 1 | 1 | 0 | 0 | 0 | 0 | 0 | 0 | 0 | 7 | 12 | 7 | 11
4618 | 193 | 7 | 12 | 10 | 1 | 0 | 0 | 0 | 0 | 0 | 1 | 1 | 0 | 0 | 0 | 0 | 0 | 0 | 0 | 7 | 12 | 7 | 11
4619 | 193 | 7 | 12 | 11 | 1 | 0 | 0 | 0 | 0 | 0 | 1 | 1 | 0 | 0 | 0 | 0 | 0 | 0 | 0 | 7 | 12 | 7 | 11
4620 | 193 | 7 | 12 | 12 | 1 | 0 | 0 | 0 | 0 | 0 | 1 | 1 | 0 | 0 | 0 | 0 | 0 | 0 | 0 | 7 | 12 | 7 | 11
4621 | 193 | 7 | 12 | 13 | 1 | 0 | 0 | 0 | 0 | 0 | 1 | 1 | 0 | 0 | 0 | 0 | 0 | 0 | 0 | 7 | 12 | 7 | 11
4622 | 193 | 7 | 12 | 14 | 1 | 0 | 0 | 0 | 0 | 1 | 0 | 1 | 0 | 0 | 0 | 0 | 0 | 0 | 0 | 7 | 12 | 7 | 11
4623 | 193 | 7 | 12 | 15 | 1 | 0 | 0 | 0 | 0 | 1 | 0 | 1 | 0 | 0 | 0 | 0 | 0 | 0 | 0 | 7 | 12 | 7 | 11
4624 | 193 | 7 | 12 | 16 | 1 | 0 | 0 | 0 | 0 | 1 | 0 | 1 | 0 | 0 | 0 | 0 | 0 | 0 | 0 | 7 | 12 | 7 | 11
4625 | 193 | 7 | 12 | 17 | 1 | 0 | 0 | 0 | 0 | 1 | 0 | 1 | 0 | 0 | 0 | 0 | 0 | 0 | 0 | 7 | 12 | 7 | 11
4626 | 193 | 7 | 12 | 18 | 1 | 0 | 0 | 0 | 0 | 1 | 0 | 1 | 0 | 0 | 0 | 0 | 0 | 0 | 0 | 7 | 12 | 7 | 11
4627 | 193 | 7 | 12 | 19 | 1 | 0 | 0 | 0 | 0 | 1 | 0 | 1 | 0 | 0 | 0 | 0 | 0 | 0 | 0 | 7 | 12 | 7 | 11
4628 | 193 | 7 | 12 | 20 | 1 | 0 | 0 | 0 | 0 | 0 | 1 | 1 | 0 | 0 | 0 | 0 | 0 | 0 | 0 | 7 | 12 | 7 | 11
4629 | 193 | 7 | 12 | 21 | 1 | 0 | 0 | 0 | 0 | 0 | 1 | 1 | 0 | 0 | 0 | 0 | 0 | 0 | 0 | 7 | 12 | 7 | 11
4630 | 193 | 7 | 12 | 22 | 1 | 0 | 0 | 0 | 0 | 0 | 1 | 1 | 0 | 0 | 0 | 0 | 0 | 0 | 0 | 7 | 12 | 7 | 11
4631 | 193 | 7 | 12 | 23 | 1 | 0 | 0 | 0 | 0 | 0 | 1 | 1 | 0 | 0 | 0 | 0 | 0 | 0 | 0 | 7 | 12 | 7 | 11
4632 | 193 | 7 | 12 | 24 | 1 | 0 | 0 | 0 | 0 | 0 | 1 | 1 | 0 | 0 | 0 | 0 | 0 | 0 | 0 | 7 | 12 | 7 | 11
4633 | 194 | 7 | 13 | 1 | 1 | 0 | 0 | 0 | 0 | 0 | 1 | 1 | 0 | 0 | 0 | 0 | 0 | 0 | 0 | 7 | 13 | 7 | 12
4634 | 194 | 7 | 13 | 2 | 1 | 0 | 0 | 0 | 0 | 0 | 1 | 1 | 0 | 0 | 0 | 0 | 0 | 0 | 0 | 7 | 13 | 7 | 12
4635 | 194 | 7 | 13 | 3 | 1 | 0 | 0 | 0 | 0 | 0 | 1 | 1 | 0 | 0 | 0 | 0 | 0 | 0 | 0 | 7 | 13 | 7 | 12
4636 | 194 | 7 | 13 | 4 | 1 | 0 | 0 | 0 | 0 | 0 | 1 | 1 | 0 | 0 | 0 | 0 | 0 | 0 | 0 | 7 | 13 | 7 | 12
4637 | 194 | 7 | 13 | 5 | 1 | 0 | 0 | 0 | 0 | 0 | 1 | 1 | 0 | 0 | 0 | 0 | 0 | 0 | 0 | 7 | 13 | 7 | 12
4638 | 194 | 7 | 13 | 6 | 1 | 0 | 0 | 0 | 0 | 0 | 1 | 1 | 0 | 0 | 0 | 0 | 0 | 0 | 0 | 7 | 13 | 7 | 12
4639 | 194 | 7 | 13 | 7 | 1 | 0 | 0 | 0 | 0 | 0 | 1 | 1 | 0 | 0 | 0 | 0 | 0 | 0 | 0 | 7 | 13 | 7 | 12
4640 | 194 | 7 | 13 | 8 | 1 | 0 | 0 | 0 | 0 | 0 | 1 | 1 | 0 | 0 | 0 | 0 | 0 | 0 | 0 | 7 | 13 | 7 | 12
4641 | 194 | 7 | 13 | 9 | 1 | 0 | 0 | 0 | 0 | 0 | 1 | 1 | 0 | 0 | 0 | 0 | 0 | 0 | 0 | 7 | 13 | 7 | 12
4642 | 194 | 7 | 13 | 10 | 1 | 0 | 0 | 0 | 0 | 0 | 1 | 1 | 0 | 0 | 0 | 0 | 0 | 0 | 0 | 7 | 13 | 7 | 12
4643 | 194 | 7 | 13 | 11 | 1 | 0 | 0 | 0 | 0 | 0 | 1 | 1 | 0 | 0 | 0 | 0 | 0 | 0 | 0 | 7 | 13 | 7 | 12
4644 | 194 | 7 | 13 | 12 | 1 | 0 | 0 | 0 | 0 | 0 | 1 | 1 | 0 | 0 | 0 | 0 | 0 | 0 | 0 | 7 | 13 | 7 | 12
4645 | 194 | 7 | 13 | 13 | 1 | 0 | 0 | 0 | 0 | 0 | 1 | 1 | 0 | 0 | 0 | 0 | 0 | 0 | 0 | 7 | 13 | 7 | 12
4646 | 194 | 7 | 13 | 14 | 1 | 0 | 0 | 0 | 0 | 1 | 0 | 1 | 0 | 0 | 0 | 0 | 0 | 0 | 0 | 7 | 13 | 7 | 12
4647 | 194 | 7 | 13 | 15 | 1 | 0 | 0 | 0 | 0 | 1 | 0 | 1 | 0 | 0 | 0 | 0 | 0 | 0 | 0 | 7 | 13 | 7 | 12
4648 | 194 | 7 | 13 | 16 | 1 | 0 | 0 | 0 | 0 | 1 | 0 | 1 | 0 | 0 | 0 | 0 | 0 | 0 | 0 | 7 | 13 | 7 | 12
4649 | 194 | 7 | 13 | 17 | 1 | 0 | 0 | 0 | 0 | 1 | 0 | 1 | 0 | 0 | 0 | 0 | 0 | 0 | 0 | 7 | 13 | 7 | 12
4650 | 194 | 7 | 13 | 18 | 1 | 0 | 0 | 0 | 0 | 1 | 0 | 1 | 0 | 0 | 0 | 0 | 0 | 0 | 0 | 7 | 13 | 7 | 12
4651 | 194 | 7 | 13 | 19 | 1 | 0 | 0 | 0 | 0 | 1 | 0 | 1 | 0 | 0 | 0 | 0 | 0 | 0 | 0 | 7 | 13 | 7 | 12
4652 | 194 | 7 | 13 | 20 | 1 | 0 | 0 | 0 | 0 | 0 | 1 | 1 | 0 | 0 | 0 | 0 | 0 | 0 | 0 | 7 | 13 | 7 | 12
4653 | 194 | 7 | 13 | 21 | 1 | 0 | 0 | 0 | 0 | 0 | 1 | 1 | 0 | 0 | 0 | 0 | 0 | 0 | 0 | 7 | 13 | 7 | 12
4654 | 194 | 7 | 13 | 22 | 1 | 0 | 0 | 0 | 0 | 0 | 1 | 1 | 0 | 0 | 0 | 0 | 0 | 0 | 0 | 7 | 13 | 7 | 12
4655 | 194 | 7 | 13 | 23 | 1 | 0 | 0 | 0 | 0 | 0 | 1 | 1 | 0 | 0 | 0 | 0 | 0 | 0 | 0 | 7 | 13 | 7 | 12
4656 | 194 | 7 | 13 | 24 | 1 | 0 | 0 | 0 | 0 | 0 | 1 | 1 | 0 | 0 | 0 | 0 | 0 | 0 | 0 | 7 | 13 | 7 | 12
4657 | 195 | 7 | 14 | 1 | 1 | 0 | 0 | 0 | 0 | 0 | 1 | 1 | 0 | 0 | 0 | 0 | 0 | 0 | 0 | 7 | 14 | 7 | 13
4658 | 195 | 7 | 14 | 2 | 1 | 0 | 0 | 0 | 0 | 0 | 1 | 1 | 0 | 0 | 0 | 0 | 0 | 0 | 0 | 7 | 14 | 7 | 13
4659 | 195 | 7 | 14 | 3 | 1 | 0 | 0 | 0 | 0 | 0 | 1 | 1 | 0 | 0 | 0 | 0 | 0 | 0 | 0 | 7 | 14 | 7 | 13
4660 | 195 | 7 | 14 | 4 | 1 | 0 | 0 | 0 | 0 | 0 | 1 | 1 | 0 | 0 | 0 | 0 | 0 | 0 | 0 | 7 | 14 | 7 | 13
4661 | 195 | 7 | 14 | 5 | 1 | 0 | 0 | 0 | 0 | 0 | 1 | 1 | 0 | 0 | 0 | 0 | 0 | 0 | 0 | 7 | 14 | 7 | 13
4662 | 195 | 7 | 14 | 6 | 1 | 0 | 0 | 0 | 0 | 0 | 1 | 1 | 0 | 0 | 0 | 0 | 0 | 0 | 0 | 7 | 14 | 7 | 13
4663 | 195 | 7 | 14 | 7 | 1 | 0 | 0 | 0 | 0 | 0 | 1 | 1 | 0 | 0 | 0 | 0 | 0 | 0 | 0 | 7 | 14 | 7 | 13
4664 | 195 | 7 | 14 | 8 | 1 | 0 | 0 | 0 | 0 | 0 | 1 | 1 | 0 | 0 | 0 | 0 | 0 | 0 | 0 | 7 | 14 | 7 | 13
4665 | 195 | 7 | 14 | 9 | 1 | 0 | 0 | 0 | 0 | 0 | 1 | 1 | 0 | 0 | 0 | 0 | 0 | 0 | 0 | 7 | 14 | 7 | 13
4666 | 195 | 7 | 14 | 10 | 1 | 0 | 0 | 0 | 0 | 0 | 1 | 1 | 0 | 0 | 0 | 0 | 0 | 0 | 0 | 7 | 14 | 7 | 13
4667 | 195 | 7 | 14 | 11 | 1 | 0 | 0 | 0 | 0 | 0 | 1 | 1 | 0 | 0 | 0 | 0 | 0 | 0 | 0 | 7 | 14 | 7 | 13
4668 | 195 | 7 | 14 | 12 | 1 | 0 | 0 | 0 | 0 | 0 | 1 | 1 | 0 | 0 | 0 | 0 | 0 | 0 | 0 | 7 | 14 | 7 | 13
4669 | 195 | 7 | 14 | 13 | 1 | 0 | 0 | 0 | 0 | 0 | 1 | 1 | 0 | 0 | 0 | 0 | 0 | 0 | 0 | 7 | 14 | 7 | 13
4670 | 195 | 7 | 14 | 14 | 1 | 0 | 0 | 0 | 0 | 1 | 0 | 1 | 0 | 0 | 0 | 0 | 0 | 0 | 0 | 7 | 14 | 7 | 13
4671 | 195 | 7 | 14 | 15 | 1 | 0 | 0 | 0 | 0 | 1 | 0 | 1 | 0 | 0 | 0 | 0 | 0 | 0 | 0 | 7 | 14 | 7 | 13
4672 | 195 | 7 | 14 | 16 | 1 | 0 | 0 | 0 | 0 | 1 | 0 | 1 | 0 | 0 | 0 | 0 | 0 | 0 | 0 | 7 | 14 | 7 | 13
4673 | 195 | 7 | 14 | 17 | 1 | 0 | 0 | 0 | 0 | 1 | 0 | 1 | 0 | 0 | 0 | 0 | 0 | 0 | 0 | 7 | 14 | 7 | 13
4674 | 195 | 7 | 14 | 18 | 1 | 0 | 0 | 0 | 0 | 1 | 0 | 1 | 0 | 0 | 0 | 0 | 0 | 0 | 0 | 7 | 14 | 7 | 13
4675 | 195 | 7 | 14 | 19 | 1 | 0 | 0 | 0 | 0 | 1 | 0 | 1 | 0 | 0 | 0 | 0 | 0 | 0 | 0 | 7 | 14 | 7 | 13
4676 | 195 | 7 | 14 | 20 | 1 | 0 | 0 | 0 | 0 | 0 | 1 | 1 | 0 | 0 | 0 | 0 | 0 | 0 | 0 | 7 | 14 | 7 | 13
4677 | 195 | 7 | 14 | 21 | 1 | 0 | 0 | 0 | 0 | 0 | 1 | 1 | 0 | 0 | 0 | 0 | 0 | 0 | 0 | 7 | 14 | 7 | 13
4678 | 195 | 7 | 14 | 22 | 1 | 0 | 0 | 0 | 0 | 0 | 1 | 1 | 0 | 0 | 0 | 0 | 0 | 0 | 0 | 7 | 14 | 7 | 13
4679 | 195 | 7 | 14 | 23 | 1 | 0 | 0 | 0 | 0 | 0 | 1 | 1 | 0 | 0 | 0 | 0 | 0 | 0 | 0 | 7 | 14 | 7 | 13
4680 | 195 | 7 | 14 | 24 | 1 | 0 | 0 | 0 | 0 | 0 | 1 | 1 | 0 | 0 | 0 | 0 | 0 | 0 | 0 | 7 | 14 | 7 | 13
4681 | 196 | 7 | 15 | 1 | 0 | 0 | 0 | 0 | 0 | 0 | 1 | 1 | 0 | 0 | 0 | 0 | 0 | 0 | 0 | 7 | 15 | 7 | 14
4682 | 196 | 7 | 15 | 2 | 0 | 0 | 0 | 0 | 0 | 0 | 1 | 1 | 0 | 0 | 0 | 0 | 0 | 0 | 0 | 7 | 15 | 7 | 14
4683 | 196 | 7 | 15 | 3 | 0 | 0 | 0 | 0 | 0 | 0 | 1 | 1 | 0 | 0 | 0 | 0 | 0 | 0 | 0 | 7 | 15 | 7 | 14
4684 | 196 | 7 | 15 | 4 | 0 | 0 | 0 | 0 | 0 | 0 | 1 | 1 | 0 | 0 | 0 | 0 | 0 | 0 | 0 | 7 | 15 | 7 | 14
4685 | 196 | 7 | 15 | 5 | 0 | 0 | 0 | 0 | 0 | 0 | 1 | 1 | 0 | 0 | 0 | 0 | 0 | 0 | 0 | 7 | 15 | 7 | 14
4686 | 196 | 7 | 15 | 6 | 0 | 0 | 0 | 0 | 0 | 0 | 1 | 1 | 0 | 0 | 0 | 0 | 0 | 0 | 0 | 7 | 15 | 7 | 14
4687 | 196 | 7 | 15 | 7 | 0 | 0 | 0 | 0 | 0 | 0 | 1 | 1 | 0 | 0 | 0 | 0 | 0 | 0 | 0 | 7 | 15 | 7 | 14
4688 | 196 | 7 | 15 | 8 | 0 | 0 | 0 | 0 | 0 | 0 | 1 | 1 | 0 | 0 | 0 | 0 | 0 | 0 | 0 | 7 | 15 | 7 | 14
4689 | 196 | 7 | 15 | 9 | 0 | 0 | 0 | 0 | 0 | 0 | 1 | 1 | 0 | 0 | 0 | 0 | 0 | 0 | 0 | 7 | 15 | 7 | 14
4690 | 196 | 7 | 15 | 10 | 0 | 0 | 0 | 0 | 0 | 0 | 1 | 1 | 0 | 0 | 0 | 0 | 0 | 0 | 0 | 7 | 15 | 7 | 14
4691 | 196 | 7 | 15 | 11 | 0 | 0 | 0 | 0 | 0 | 0 | 1 | 1 | 0 | 0 | 0 | 0 | 0 | 0 | 0 | 7 | 15 | 7 | 14
4692 | 196 | 7 | 15 | 12 | 0 | 0 | 0 | 0 | 0 | 0 | 1 | 1 | 0 | 0 | 0 | 0 | 0 | 0 | 0 | 7 | 15 | 7 | 14
4693 | 196 | 7 | 15 | 13 | 0 | 0 | 0 | 0 | 0 | 0 | 1 | 1 | 0 | 0 | 0 | 0 | 0 | 0 | 0 | 7 | 15 | 7 | 14
4694 | 196 | 7 | 15 | 14 | 0 | 0 | 0 | 0 | 0 | 0 | 1 | 1 | 0 | 0 | 0 | 0 | 0 | 0 | 0 | 7 | 15 | 7 | 14
4695 | 196 | 7 | 15 | 15 | 0 | 0 | 0 | 0 | 0 | 0 | 1 | 1 | 0 | 0 | 0 | 0 | 0 | 0 | 0 | 7 | 15 | 7 | 14
4696 | 196 | 7 | 15 | 16 | 0 | 0 | 0 | 0 | 0 | 0 | 1 | 1 | 0 | 0 | 0 | 0 | 0 | 0 | 0 | 7 | 15 | 7 | 14
4697 | 196 | 7 | 15 | 17 | 0 | 0 | 0 | 0 | 0 | 0 | 1 | 1 | 0 | 0 | 0 | 0 | 0 | 0 | 0 | 7 | 15 | 7 | 14
4698 | 196 | 7 | 15 | 18 | 0 | 0 | 0 | 0 | 0 | 0 | 1 | 1 | 0 | 0 | 0 | 0 | 0 | 0 | 0 | 7 | 15 | 7 | 14
4699 | 196 | 7 | 15 | 19 | 0 | 0 | 0 | 0 | 0 | 0 | 1 | 1 | 0 | 0 | 0 | 0 | 0 | 0 | 0 | 7 | 15 | 7 | 14
4700 | 196 | 7 | 15 | 20 | 0 | 0 | 0 | 0 | 0 | 0 | 1 | 1 | 0 | 0 | 0 | 0 | 0 | 0 | 0 | 7 | 15 | 7 | 14
4701 | 196 | 7 | 15 | 21 | 0 | 0 | 0 | 0 | 0 | 0 | 1 | 1 | 0 | 0 | 0 | 0 | 0 | 0 | 0 | 7 | 15 | 7 | 14
4702 | 196 | 7 | 15 | 22 | 0 | 0 | 0 | 0 | 0 | 0 | 1 | 1 | 0 | 0 | 0 | 0 | 0 | 0 | 0 | 7 | 15 | 7 | 14
4703 | 196 | 7 | 15 | 23 | 0 | 0 | 0 | 0 | 0 | 0 | 1 | 1 | 0 | 0 | 0 | 0 | 0 | 0 | 0 | 7 | 15 | 7 | 14
4704 | 196 | 7 | 15 | 24 | 0 | 0 | 0 | 0 | 0 | 0 | 1 | 1 | 0 | 0 | 0 | 0 | 0 | 0 | 0 | 7 | 15 | 7 | 14
4705 | 197 | 7 | 16 | 1 | 0 | 0 | 0 | 0 | 0 | 0 | 1 | 1 | 0 | 0 | 0 | 0 | 0 | 0 | 0 | 7 | 16 | 7 | 15
4706 | 197 | 7 | 16 | 2 | 0 | 0 | 0 | 0 | 0 | 0 | 1 | 1 | 0 | 0 | 0 | 0 | 0 | 0 | 0 | 7 | 16 | 7 | 15
4707 | 197 | 7 | 16 | 3 | 0 | 0 | 0 | 0 | 0 | 0 | 1 | 1 | 0 | 0 | 0 | 0 | 0 | 0 | 0 | 7 | 16 | 7 | 15
4708 | 197 | 7 | 16 | 4 | 0 | 0 | 0 | 0 | 0 | 0 | 1 | 1 | 0 | 0 | 0 | 0 | 0 | 0 | 0 | 7 | 16 | 7 | 15
4709 | 197 | 7 | 16 | 5 | 0 | 0 | 0 | 0 | 0 | 0 | 1 | 1 | 0 | 0 | 0 | 0 | 0 | 0 | 0 | 7 | 16 | 7 | 15
4710 | 197 | 7 | 16 | 6 | 0 | 0 | 0 | 0 | 0 | 0 | 1 | 1 | 0 | 0 | 0 | 0 | 0 | 0 | 0 | 7 | 16 | 7 | 15
4711 | 197 | 7 | 16 | 7 | 0 | 0 | 0 | 0 | 0 | 0 | 1 | 1 | 0 | 0 | 0 | 0 | 0 | 0 | 0 | 7 | 16 | 7 | 15
4712 | 197 | 7 | 16 | 8 | 0 | 0 | 0 | 0 | 0 | 0 | 1 | 1 | 0 | 0 | 0 | 0 | 0 | 0 | 0 | 7 | 16 | 7 | 15
4713 | 197 | 7 | 16 | 9 | 0 | 0 | 0 | 0 | 0 | 0 | 1 | 1 | 0 | 0 | 0 | 0 | 0 | 0 | 0 | 7 | 16 | 7 | 15
4714 | 197 | 7 | 16 | 10 | 0 | 0 | 0 | 0 | 0 | 0 | 1 | 1 | 0 | 0 | 0 | 0 | 0 | 0 | 0 | 7 | 16 | 7 | 15
4715 | 197 | 7 | 16 | 11 | 0 | 0 | 0 | 0 | 0 | 0 | 1 | 1 | 0 | 0 | 0 | 0 | 0 | 0 | 0 | 7 | 16 | 7 | 15
4716 | 197 | 7 | 16 | 12 | 0 | 0 | 0 | 0 | 0 | 0 | 1 | 1 | 0 | 0 | 0 | 0 | 0 | 0 | 0 | 7 | 16 | 7 | 15
4717 | 197 | 7 | 16 | 13 | 0 | 0 | 0 | 0 | 0 | 0 | 1 | 1 | 0 | 0 | 0 | 0 | 0 | 0 | 0 | 7 | 16 | 7 | 15
4718 | 197 | 7 | 16 | 14 | 0 | 0 | 0 | 0 | 0 | 0 | 1 | 1 | 0 | 0 | 0 | 0 | 0 | 0 | 0 | 7 | 16 | 7 | 15
4719 | 197 | 7 | 16 | 15 | 0 | 0 | 0 | 0 | 0 | 0 | 1 | 1 | 0 | 0 | 0 | 0 | 0 | 0 | 0 | 7 | 16 | 7 | 15
4720 | 197 | 7 | 16 | 16 | 0 | 0 | 0 | 0 | 0 | 0 | 1 | 1 | 0 | 0 | 0 | 0 | 0 | 0 | 0 | 7 | 16 | 7 | 15
4721 | 197 | 7 | 16 | 17 | 0 | 0 | 0 | 0 | 0 | 0 | 1 | 1 | 0 | 0 | 0 | 0 | 0 | 0 | 0 | 7 | 16 | 7 | 15
4722 | 197 | 7 | 16 | 18 | 0 | 0 | 0 | 0 | 0 | 0 | 1 | 1 | 0 | 0 | 0 | 0 | 0 | 0 | 0 | 7 | 16 | 7 | 15
4723 | 197 | 7 | 16 | 19 | 0 | 0 | 0 | 0 | 0 | 0 | 1 | 1 | 0 | 0 | 0 | 0 | 0 | 0 | 0 | 7 | 16 | 7 | 15
4724 | 197 | 7 | 16 | 20 | 0 | 0 | 0 | 0 | 0 | 0 | 1 | 1 | 0 | 0 | 0 | 0 | 0 | 0 | 0 | 7 | 16 | 7 | 15
4725 | 197 | 7 | 16 | 21 | 0 | 0 | 0 | 0 | 0 | 0 | 1 | 1 | 0 | 0 | 0 | 0 | 0 | 0 | 0 | 7 | 16 | 7 | 15
4726 | 197 | 7 | 16 | 22 | 0 | 0 | 0 | 0 | 0 | 0 | 1 | 1 | 0 | 0 | 0 | 0 | 0 | 0 | 0 | 7 | 16 | 7 | 15
4727 | 197 | 7 | 16 | 23 | 0 | 0 | 0 | 0 | 0 | 0 | 1 | 1 | 0 | 0 | 0 | 0 | 0 | 0 | 0 | 7 | 16 | 7 | 15
4728 | 197 | 7 | 16 | 24 | 0 | 0 | 0 | 0 | 0 | 0 | 1 | 1 | 0 | 0 | 0 | 0 | 0 | 0 | 0 | 7 | 16 | 7 | 15
4729 | 198 | 7 | 17 | 1 | 1 | 0 | 0 | 0 | 0 | 0 | 1 | 1 | 0 | 0 | 0 | 0 | 0 | 0 | 0 | 7 | 17 | 7 | 16
4730 | 198 | 7 | 17 | 2 | 1 | 0 | 0 | 0 | 0 | 0 | 1 | 1 | 0 | 0 | 0 | 0 | 0 | 0 | 0 | 7 | 17 | 7 | 16
4731 | 198 | 7 | 17 | 3 | 1 | 0 | 0 | 0 | 0 | 0 | 1 | 1 | 0 | 0 | 0 | 0 | 0 | 0 | 0 | 7 | 17 | 7 | 16
4732 | 198 | 7 | 17 | 4 | 1 | 0 | 0 | 0 | 0 | 0 | 1 | 1 | 0 | 0 | 0 | 0 | 0 | 0 | 0 | 7 | 17 | 7 | 16
4733 | 198 | 7 | 17 | 5 | 1 | 0 | 0 | 0 | 0 | 0 | 1 | 1 | 0 | 0 | 0 | 0 | 0 | 0 | 0 | 7 | 17 | 7 | 16
4734 | 198 | 7 | 17 | 6 | 1 | 0 | 0 | 0 | 0 | 0 | 1 | 1 | 0 | 0 | 0 | 0 | 0 | 0 | 0 | 7 | 17 | 7 | 16
4735 | 198 | 7 | 17 | 7 | 1 | 0 | 0 | 0 | 0 | 0 | 1 | 1 | 0 | 0 | 0 | 0 | 0 | 0 | 0 | 7 | 17 | 7 | 16
4736 | 198 | 7 | 17 | 8 | 1 | 0 | 0 | 0 | 0 | 0 | 1 | 1 | 0 | 0 | 0 | 0 | 0 | 0 | 0 | 7 | 17 | 7 | 16
4737 | 198 | 7 | 17 | 9 | 1 | 0 | 0 | 0 | 0 | 0 | 1 | 1 | 0 | 0 | 0 | 0 | 0 | 0 | 0 | 7 | 17 | 7 | 16
4738 | 198 | 7 | 17 | 10 | 1 | 0 | 0 | 0 | 0 | 0 | 1 | 1 | 0 | 0 | 0 | 0 | 0 | 0 | 0 | 7 | 17 | 7 | 16
4739 | 198 | 7 | 17 | 11 | 1 | 0 | 0 | 0 | 0 | 0 | 1 | 1 | 0 | 0 | 0 | 0 | 0 | 0 | 0 | 7 | 17 | 7 | 16
4740 | 198 | 7 | 17 | 12 | 1 | 0 | 0 | 0 | 0 | 0 | 1 | 1 | 0 | 0 | 0 | 0 | 0 | 0 | 0 | 7 | 17 | 7 | 16
4741 | 198 | 7 | 17 | 13 | 1 | 0 | 0 | 0 | 0 | 0 | 1 | 1 | 0 | 0 | 0 | 0 | 0 | 0 | 0 | 7 | 17 | 7 | 16
4742 | 198 | 7 | 17 | 14 | 1 | 0 | 0 | 0 | 0 | 1 | 0 | 1 | 0 | 0 | 0 | 0 | 0 | 0 | 0 | 7 | 17 | 7 | 16
4743 | 198 | 7 | 17 | 15 | 1 | 0 | 0 | 0 | 0 | 1 | 0 | 1 | 0 | 0 | 0 | 0 | 0 | 0 | 0 | 7 | 17 | 7 | 16
4744 | 198 | 7 | 17 | 16 | 1 | 0 | 0 | 0 | 0 | 1 | 0 | 1 | 0 | 0 | 0 | 0 | 0 | 0 | 0 | 7 | 17 | 7 | 16
4745 | 198 | 7 | 17 | 17 | 1 | 0 | 0 | 0 | 0 | 1 | 0 | 1 | 0 | 0 | 0 | 0 | 0 | 0 | 0 | 7 | 17 | 7 | 16
4746 | 198 | 7 | 17 | 18 | 1 | 0 | 0 | 0 | 0 | 1 | 0 | 1 | 0 | 0 | 0 | 0 | 0 | 0 | 0 | 7 | 17 | 7 | 16
4747 | 198 | 7 | 17 | 19 | 1 | 0 | 0 | 0 | 0 | 1 | 0 | 1 | 0 | 0 | 0 | 0 | 0 | 0 | 0 | 7 | 17 | 7 | 16
4748 | 198 | 7 | 17 | 20 | 1 | 0 | 0 | 0 | 0 | 0 | 1 | 1 | 0 | 0 | 0 | 0 | 0 | 0 | 0 | 7 | 17 | 7 | 16
4749 | 198 | 7 | 17 | 21 | 1 | 0 | 0 | 0 | 0 | 0 | 1 | 1 | 0 | 0 | 0 | 0 | 0 | 0 | 0 | 7 | 17 | 7 | 16
4750 | 198 | 7 | 17 | 22 | 1 | 0 | 0 | 0 | 0 | 0 | 1 | 1 | 0 | 0 | 0 | 0 | 0 | 0 | 0 | 7 | 17 | 7 | 16
4751 | 198 | 7 | 17 | 23 | 1 | 0 | 0 | 0 | 0 | 0 | 1 | 1 | 0 | 0 | 0 | 0 | 0 | 0 | 0 | 7 | 17 | 7 | 16
4752 | 198 | 7 | 17 | 24 | 1 | 0 | 0 | 0 | 0 | 0 | 1 | 1 | 0 | 0 | 0 | 0 | 0 | 0 | 0 | 7 | 17 | 7 | 16
4753 | 199 | 7 | 18 | 1 | 1 | 0 | 0 | 0 | 0 | 0 | 1 | 1 | 0 | 0 | 0 | 0 | 0 | 0 | 0 | 7 | 18 | 7 | 17
4754 | 199 | 7 | 18 | 2 | 1 | 0 | 0 | 0 | 0 | 0 | 1 | 1 | 0 | 0 | 0 | 0 | 0 | 0 | 0 | 7 | 18 | 7 | 17
4755 | 199 | 7 | 18 | 3 | 1 | 0 | 0 | 0 | 0 | 0 | 1 | 1 | 0 | 0 | 0 | 0 | 0 | 0 | 0 | 7 | 18 | 7 | 17
4756 | 199 | 7 | 18 | 4 | 1 | 0 | 0 | 0 | 0 | 0 | 1 | 1 | 0 | 0 | 0 | 0 | 0 | 0 | 0 | 7 | 18 | 7 | 17
4757 | 199 | 7 | 18 | 5 | 1 | 0 | 0 | 0 | 0 | 0 | 1 | 1 | 0 | 0 | 0 | 0 | 0 | 0 | 0 | 7 | 18 | 7 | 17
4758 | 199 | 7 | 18 | 6 | 1 | 0 | 0 | 0 | 0 | 0 | 1 | 1 | 0 | 0 | 0 | 0 | 0 | 0 | 0 | 7 | 18 | 7 | 17
4759 | 199 | 7 | 18 | 7 | 1 | 0 | 0 | 0 | 0 | 0 | 1 | 1 | 0 | 0 | 0 | 0 | 0 | 0 | 0 | 7 | 18 | 7 | 17
4760 | 199 | 7 | 18 | 8 | 1 | 0 | 0 | 0 | 0 | 0 | 1 | 1 | 0 | 0 | 0 | 0 | 0 | 0 | 0 | 7 | 18 | 7 | 17
4761 | 199 | 7 | 18 | 9 | 1 | 0 | 0 | 0 | 0 | 0 | 1 | 1 | 0 | 0 | 0 | 0 | 0 | 0 | 0 | 7 | 18 | 7 | 17
4762 | 199 | 7 | 18 | 10 | 1 | 0 | 0 | 0 | 0 | 0 | 1 | 1 | 0 | 0 | 0 | 0 | 0 | 0 | 0 | 7 | 18 | 7 | 17
4763 | 199 | 7 | 18 | 11 | 1 | 0 | 0 | 0 | 0 | 0 | 1 | 1 | 0 | 0 | 0 | 0 | 0 | 0 | 0 | 7 | 18 | 7 | 17
4764 | 199 | 7 | 18 | 12 | 1 | 0 | 0 | 0 | 0 | 0 | 1 | 1 | 0 | 0 | 0 | 0 | 0 | 0 | 0 | 7 | 18 | 7 | 17
4765 | 199 | 7 | 18 | 13 | 1 | 0 | 0 | 0 | 0 | 0 | 1 | 1 | 0 | 0 | 0 | 0 | 0 | 0 | 0 | 7 | 18 | 7 | 17
4766 | 199 | 7 | 18 | 14 | 1 | 0 | 0 | 0 | 0 | 1 | 0 | 1 | 0 | 0 | 0 | 0 | 0 | 0 | 0 | 7 | 18 | 7 | 17
4767 | 199 | 7 | 18 | 15 | 1 | 0 | 0 | 0 | 0 | 1 | 0 | 1 | 0 | 0 | 0 | 0 | 0 | 0 | 0 | 7 | 18 | 7 | 17
4768 | 199 | 7 | 18 | 16 | 1 | 0 | 0 | 0 | 0 | 1 | 0 | 1 | 0 | 0 | 0 | 0 | 0 | 0 | 0 | 7 | 18 | 7 | 17
4769 | 199 | 7 | 18 | 17 | 1 | 0 | 0 | 0 | 0 | 1 | 0 | 1 | 0 | 0 | 0 | 0 | 0 | 0 | 0 | 7 | 18 | 7 | 17
4770 | 199 | 7 | 18 | 18 | 1 | 0 | 0 | 0 | 0 | 1 | 0 | 1 | 0 | 0 | 0 | 0 | 0 | 0 | 0 | 7 | 18 | 7 | 17
4771 | 199 | 7 | 18 | 19 | 1 | 0 | 0 | 0 | 0 | 1 | 0 | 1 | 0 | 0 | 0 | 0 | 0 | 0 | 0 | 7 | 18 | 7 | 17
4772 | 199 | 7 | 18 | 20 | 1 | 0 | 0 | 0 | 0 | 0 | 1 | 1 | 0 | 0 | 0 | 0 | 0 | 0 | 0 | 7 | 18 | 7 | 17
4773 | 199 | 7 | 18 | 21 | 1 | 0 | 0 | 0 | 0 | 0 | 1 | 1 | 0 | 0 | 0 | 0 | 0 | 0 | 0 | 7 | 18 | 7 | 17
4774 | 199 | 7 | 18 | 22 | 1 | 0 | 0 | 0 | 0 | 0 | 1 | 1 | 0 | 0 | 0 | 0 | 0 | 0 | 0 | 7 | 18 | 7 | 17
4775 | 199 | 7 | 18 | 23 | 1 | 0 | 0 | 0 | 0 | 0 | 1 | 1 | 0 | 0 | 0 | 0 | 0 | 0 | 0 | 7 | 18 | 7 | 17
4776 | 199 | 7 | 18 | 24 | 1 | 0 | 0 | 0 | 0 | 0 | 1 | 1 | 0 | 0 | 0 | 0 | 0 | 0 | 0 | 7 | 18 | 7 | 17
4777 | 200 | 7 | 19 | 1 | 1 | 0 | 0 | 0 | 0 | 0 | 1 | 1 | 0 | 0 | 0 | 0 | 0 | 0 | 0 | 7 | 19 | 7 | 18
4778 | 200 | 7 | 19 | 2 | 1 | 0 | 0 | 0 | 0 | 0 | 1 | 1 | 0 | 0 | 0 | 0 | 0 | 0 | 0 | 7 | 19 | 7 | 18
4779 | 200 | 7 | 19 | 3 | 1 | 0 | 0 | 0 | 0 | 0 | 1 | 1 | 0 | 0 | 0 | 0 | 0 | 0 | 0 | 7 | 19 | 7 | 18
4780 | 200 | 7 | 19 | 4 | 1 | 0 | 0 | 0 | 0 | 0 | 1 | 1 | 0 | 0 | 0 | 0 | 0 | 0 | 0 | 7 | 19 | 7 | 18
4781 | 200 | 7 | 19 | 5 | 1 | 0 | 0 | 0 | 0 | 0 | 1 | 1 | 0 | 0 | 0 | 0 | 0 | 0 | 0 | 7 | 19 | 7 | 18
4782 | 200 | 7 | 19 | 6 | 1 | 0 | 0 | 0 | 0 | 0 | 1 | 1 | 0 | 0 | 0 | 0 | 0 | 0 | 0 | 7 | 19 | 7 | 18
4783 | 200 | 7 | 19 | 7 | 1 | 0 | 0 | 0 | 0 | 0 | 1 | 1 | 0 | 0 | 0 | 0 | 0 | 0 | 0 | 7 | 19 | 7 | 18
4784 | 200 | 7 | 19 | 8 | 1 | 0 | 0 | 0 | 0 | 0 | 1 | 1 | 0 | 0 | 0 | 0 | 0 | 0 | 0 | 7 | 19 | 7 | 18
4785 | 200 | 7 | 19 | 9 | 1 | 0 | 0 | 0 | 0 | 0 | 1 | 1 | 0 | 0 | 0 | 0 | 0 | 0 | 0 | 7 | 19 | 7 | 18
4786 | 200 | 7 | 19 | 10 | 1 | 0 | 0 | 0 | 0 | 0 | 1 | 1 | 0 | 0 | 0 | 0 | 0 | 0 | 0 | 7 | 19 | 7 | 18
4787 | 200 | 7 | 19 | 11 | 1 | 0 | 0 | 0 | 0 | 0 | 1 | 1 | 0 | 0 | 0 | 0 | 0 | 0 | 0 | 7 | 19 | 7 | 18
4788 | 200 | 7 | 19 | 12 | 1 | 0 | 0 | 0 | 0 | 0 | 1 | 1 | 0 | 0 | 0 | 0 | 0 | 0 | 0 | 7 | 19 | 7 | 18
4789 | 200 | 7 | 19 | 13 | 1 | 0 | 0 | 0 | 0 | 0 | 1 | 1 | 0 | 0 | 0 | 0 | 0 | 0 | 0 | 7 | 19 | 7 | 18
4790 | 200 | 7 | 19 | 14 | 1 | 0 | 0 | 0 | 0 | 1 | 0 | 1 | 0 | 0 | 0 | 0 | 0 | 0 | 0 | 7 | 19 | 7 | 18
4791 | 200 | 7 | 19 | 15 | 1 | 0 | 0 | 0 | 0 | 1 | 0 | 1 | 0 | 0 | 0 | 0 | 0 | 0 | 0 | 7 | 19 | 7 | 18
4792 | 200 | 7 | 19 | 16 | 1 | 0 | 0 | 0 | 0 | 1 | 0 | 1 | 0 | 0 | 0 | 0 | 0 | 0 | 0 | 7 | 19 | 7 | 18
4793 | 200 | 7 | 19 | 17 | 1 | 0 | 0 | 0 | 0 | 1 | 0 | 1 | 0 | 0 | 0 | 0 | 0 | 0 | 0 | 7 | 19 | 7 | 18
4794 | 200 | 7 | 19 | 18 | 1 | 0 | 0 | 0 | 0 | 1 | 0 | 1 | 0 | 0 | 0 | 0 | 0 | 0 | 0 | 7 | 19 | 7 | 18
4795 | 200 | 7 | 19 | 19 | 1 | 0 | 0 | 0 | 0 | 1 | 0 | 1 | 0 | 0 | 0 | 0 | 0 | 0 | 0 | 7 | 19 | 7 | 18
4796 | 200 | 7 | 19 | 20 | 1 | 0 | 0 | 0 | 0 | 0 | 1 | 1 | 0 | 0 | 0 | 0 | 0 | 0 | 0 | 7 | 19 | 7 | 18
4797 | 200 | 7 | 19 | 21 | 1 | 0 | 0 | 0 | 0 | 0 | 1 | 1 | 0 | 0 | 0 | 0 | 0 | 0 | 0 | 7 | 19 | 7 | 18
4798 | 200 | 7 | 19 | 22 | 1 | 0 | 0 | 0 | 0 | 0 | 1 | 1 | 0 | 0 | 0 | 0 | 0 | 0 | 0 | 7 | 19 | 7 | 18
4799 | 200 | 7 | 19 | 23 | 1 | 0 | 0 | 0 | 0 | 0 | 1 | 1 | 0 | 0 | 0 | 0 | 0 | 0 | 0 | 7 | 19 | 7 | 18
4800 | 200 | 7 | 19 | 24 | 1 | 0 | 0 | 0 | 0 | 0 | 1 | 1 | 0 | 0 | 0 | 0 | 0 | 0 | 0 | 7 | 19 | 7 | 18
4801 | 201 | 7 | 20 | 1 | 1 | 0 | 0 | 0 | 0 | 0 | 1 | 1 | 0 | 0 | 0 | 0 | 0 | 0 | 0 | 7 | 20 | 7 | 19
4802 | 201 | 7 | 20 | 2 | 1 | 0 | 0 | 0 | 0 | 0 | 1 | 1 | 0 | 0 | 0 | 0 | 0 | 0 | 0 | 7 | 20 | 7 | 19
4803 | 201 | 7 | 20 | 3 | 1 | 0 | 0 | 0 | 0 | 0 | 1 | 1 | 0 | 0 | 0 | 0 | 0 | 0 | 0 | 7 | 20 | 7 | 19
4804 | 201 | 7 | 20 | 4 | 1 | 0 | 0 | 0 | 0 | 0 | 1 | 1 | 0 | 0 | 0 | 0 | 0 | 0 | 0 | 7 | 20 | 7 | 19
4805 | 201 | 7 | 20 | 5 | 1 | 0 | 0 | 0 | 0 | 0 | 1 | 1 | 0 | 0 | 0 | 0 | 0 | 0 | 0 | 7 | 20 | 7 | 19
4806 | 201 | 7 | 20 | 6 | 1 | 0 | 0 | 0 | 0 | 0 | 1 | 1 | 0 | 0 | 0 | 0 | 0 | 0 | 0 | 7 | 20 | 7 | 19
4807 | 201 | 7 | 20 | 7 | 1 | 0 | 0 | 0 | 0 | 0 | 1 | 1 | 0 | 0 | 0 | 0 | 0 | 0 | 0 | 7 | 20 | 7 | 19
4808 | 201 | 7 | 20 | 8 | 1 | 0 | 0 | 0 | 0 | 0 | 1 | 1 | 0 | 0 | 0 | 0 | 0 | 0 | 0 | 7 | 20 | 7 | 19
4809 | 201 | 7 | 20 | 9 | 1 | 0 | 0 | 0 | 0 | 0 | 1 | 1 | 0 | 0 | 0 | 0 | 0 | 0 | 0 | 7 | 20 | 7 | 19
4810 | 201 | 7 | 20 | 10 | 1 | 0 | 0 | 0 | 0 | 0 | 1 | 1 | 0 | 0 | 0 | 0 | 0 | 0 | 0 | 7 | 20 | 7 | 19
4811 | 201 | 7 | 20 | 11 | 1 | 0 | 0 | 0 | 0 | 0 | 1 | 1 | 0 | 0 | 0 | 0 | 0 | 0 | 0 | 7 | 20 | 7 | 19
4812 | 201 | 7 | 20 | 12 | 1 | 0 | 0 | 0 | 0 | 0 | 1 | 1 | 0 | 0 | 0 | 0 | 0 | 0 | 0 | 7 | 20 | 7 | 19
4813 | 201 | 7 | 20 | 13 | 1 | 0 | 0 | 0 | 0 | 0 | 1 | 1 | 0 | 0 | 0 | 0 | 0 | 0 | 0 | 7 | 20 | 7 | 19
4814 | 201 | 7 | 20 | 14 | 1 | 0 | 0 | 0 | 0 | 1 | 0 | 1 | 0 | 0 | 0 | 0 | 0 | 0 | 0 | 7 | 20 | 7 | 19
4815 | 201 | 7 | 20 | 15 | 1 | 0 | 0 | 0 | 0 | 1 | 0 | 1 | 0 | 0 | 0 | 0 | 0 | 0 | 0 | 7 | 20 | 7 | 19
4816 | 201 | 7 | 20 | 16 | 1 | 0 | 0 | 0 | 0 | 1 | 0 | 1 | 0 | 0 | 0 | 0 | 0 | 0 | 0 | 7 | 20 | 7 | 19
4817 | 201 | 7 | 20 | 17 | 1 | 0 | 0 | 0 | 0 | 1 | 0 | 1 | 0 | 0 | 0 | 0 | 0 | 0 | 0 | 7 | 20 | 7 | 19
4818 | 201 | 7 | 20 | 18 | 1 | 0 | 0 | 0 | 0 | 1 | 0 | 1 | 0 | 0 | 0 | 0 | 0 | 0 | 0 | 7 | 20 | 7 | 19
4819 | 201 | 7 | 20 | 19 | 1 | 0 | 0 | 0 | 0 | 1 | 0 | 1 | 0 | 0 | 0 | 0 | 0 | 0 | 0 | 7 | 20 | 7 | 19
4820 | 201 | 7 | 20 | 20 | 1 | 0 | 0 | 0 | 0 | 0 | 1 | 1 | 0 | 0 | 0 | 0 | 0 | 0 | 0 | 7 | 20 | 7 | 19
4821 | 201 | 7 | 20 | 21 | 1 | 0 | 0 | 0 | 0 | 0 | 1 | 1 | 0 | 0 | 0 | 0 | 0 | 0 | 0 | 7 | 20 | 7 | 19
4822 | 201 | 7 | 20 | 22 | 1 | 0 | 0 | 0 | 0 | 0 | 1 | 1 | 0 | 0 | 0 | 0 | 0 | 0 | 0 | 7 | 20 | 7 | 19
4823 | 201 | 7 | 20 | 23 | 1 | 0 | 0 | 0 | 0 | 0 | 1 | 1 | 0 | 0 | 0 | 0 | 0 | 0 | 0 | 7 | 20 | 7 | 19
4824 | 201 | 7 | 20 | 24 | 1 | 0 | 0 | 0 | 0 | 0 | 1 | 1 | 0 | 0 | 0 | 0 | 0 | 0 | 0 | 7 | 20 | 7 | 19
4825 | 202 | 7 | 21 | 1 | 1 | 0 | 0 | 0 | 0 | 0 | 1 | 1 | 0 | 0 | 0 | 0 | 0 | 0 | 0 | 7 | 21 | 7 | 20
4826 | 202 | 7 | 21 | 2 | 1 | 0 | 0 | 0 | 0 | 0 | 1 | 1 | 0 | 0 | 0 | 0 | 0 | 0 | 0 | 7 | 21 | 7 | 20
4827 | 202 | 7 | 21 | 3 | 1 | 0 | 0 | 0 | 0 | 0 | 1 | 1 | 0 | 0 | 0 | 0 | 0 | 0 | 0 | 7 | 21 | 7 | 20
4828 | 202 | 7 | 21 | 4 | 1 | 0 | 0 | 0 | 0 | 0 | 1 | 1 | 0 | 0 | 0 | 0 | 0 | 0 | 0 | 7 | 21 | 7 | 20
4829 | 202 | 7 | 21 | 5 | 1 | 0 | 0 | 0 | 0 | 0 | 1 | 1 | 0 | 0 | 0 | 0 | 0 | 0 | 0 | 7 | 21 | 7 | 20
4830 | 202 | 7 | 21 | 6 | 1 | 0 | 0 | 0 | 0 | 0 | 1 | 1 | 0 | 0 | 0 | 0 | 0 | 0 | 0 | 7 | 21 | 7 | 20
4831 | 202 | 7 | 21 | 7 | 1 | 0 | 0 | 0 | 0 | 0 | 1 | 1 | 0 | 0 | 0 | 0 | 0 | 0 | 0 | 7 | 21 | 7 | 20
4832 | 202 | 7 | 21 | 8 | 1 | 0 | 0 | 0 | 0 | 0 | 1 | 1 | 0 | 0 | 0 | 0 | 0 | 0 | 0 | 7 | 21 | 7 | 20
4833 | 202 | 7 | 21 | 9 | 1 | 0 | 0 | 0 | 0 | 0 | 1 | 1 | 0 | 0 | 0 | 0 | 0 | 0 | 0 | 7 | 21 | 7 | 20
4834 | 202 | 7 | 21 | 10 | 1 | 0 | 0 | 0 | 0 | 0 | 1 | 1 | 0 | 0 | 0 | 0 | 0 | 0 | 0 | 7 | 21 | 7 | 20
4835 | 202 | 7 | 21 | 11 | 1 | 0 | 0 | 0 | 0 | 0 | 1 | 1 | 0 | 0 | 0 | 0 | 0 | 0 | 0 | 7 | 21 | 7 | 20
4836 | 202 | 7 | 21 | 12 | 1 | 0 | 0 | 0 | 0 | 0 | 1 | 1 | 0 | 0 | 0 | 0 | 0 | 0 | 0 | 7 | 21 | 7 | 20
4837 | 202 | 7 | 21 | 13 | 1 | 0 | 0 | 0 | 0 | 0 | 1 | 1 | 0 | 0 | 0 | 0 | 0 | 0 | 0 | 7 | 21 | 7 | 20
4838 | 202 | 7 | 21 | 14 | 1 | 0 | 0 | 0 | 0 | 1 | 0 | 1 | 0 | 0 | 0 | 0 | 0 | 0 | 0 | 7 | 21 | 7 | 20
4839 | 202 | 7 | 21 | 15 | 1 | 0 | 0 | 0 | 0 | 1 | 0 | 1 | 0 | 0 | 0 | 0 | 0 | 0 | 0 | 7 | 21 | 7 | 20
4840 | 202 | 7 | 21 | 16 | 1 | 0 | 0 | 0 | 0 | 1 | 0 | 1 | 0 | 0 | 0 | 0 | 0 | 0 | 0 | 7 | 21 | 7 | 20
4841 | 202 | 7 | 21 | 17 | 1 | 0 | 0 | 0 | 0 | 1 | 0 | 1 | 0 | 0 | 0 | 0 | 0 | 0 | 0 | 7 | 21 | 7 | 20
4842 | 202 | 7 | 21 | 18 | 1 | 0 | 0 | 0 | 0 | 1 | 0 | 1 | 0 | 0 | 0 | 0 | 0 | 0 | 0 | 7 | 21 | 7 | 20
4843 | 202 | 7 | 21 | 19 | 1 | 0 | 0 | 0 | 0 | 1 | 0 | 1 | 0 | 0 | 0 | 0 | 0 | 0 | 0 | 7 | 21 | 7 | 20
4844 | 202 | 7 | 21 | 20 | 1 | 0 | 0 | 0 | 0 | 0 | 1 | 1 | 0 | 0 | 0 | 0 | 0 | 0 | 0 | 7 | 21 | 7 | 20
4845 | 202 | 7 | 21 | 21 | 1 | 0 | 0 | 0 | 0 | 0 | 1 | 1 | 0 | 0 | 0 | 0 | 0 | 0 | 0 | 7 | 21 | 7 | 20
4846 | 202 | 7 | 21 | 22 | 1 | 0 | 0 | 0 | 0 | 0 | 1 | 1 | 0 | 0 | 0 | 0 | 0 | 0 | 0 | 7 | 21 | 7 | 20
4847 | 202 | 7 | 21 | 23 | 1 | 0 | 0 | 0 | 0 | 0 | 1 | 1 | 0 | 0 | 0 | 0 | 0 | 0 | 0 | 7 | 21 | 7 | 20
4848 | 202 | 7 | 21 | 24 | 1 | 0 | 0 | 0 | 0 | 0 | 1 | 1 | 0 | 0 | 0 | 0 | 0 | 0 | 0 | 7 | 21 | 7 | 20
4849 | 203 | 7 | 22 | 1 | 0 | 0 | 0 | 0 | 0 | 0 | 1 | 1 | 0 | 0 | 0 | 0 | 0 | 0 | 0 | 7 | 22 | 7 | 21
4850 | 203 | 7 | 22 | 2 | 0 | 0 | 0 | 0 | 0 | 0 | 1 | 1 | 0 | 0 | 0 | 0 | 0 | 0 | 0 | 7 | 22 | 7 | 21
4851 | 203 | 7 | 22 | 3 | 0 | 0 | 0 | 0 | 0 | 0 | 1 | 1 | 0 | 0 | 0 | 0 | 0 | 0 | 0 | 7 | 22 | 7 | 21
4852 | 203 | 7 | 22 | 4 | 0 | 0 | 0 | 0 | 0 | 0 | 1 | 1 | 0 | 0 | 0 | 0 | 0 | 0 | 0 | 7 | 22 | 7 | 21
4853 | 203 | 7 | 22 | 5 | 0 | 0 | 0 | 0 | 0 | 0 | 1 | 1 | 0 | 0 | 0 | 0 | 0 | 0 | 0 | 7 | 22 | 7 | 21
4854 | 203 | 7 | 22 | 6 | 0 | 0 | 0 | 0 | 0 | 0 | 1 | 1 | 0 | 0 | 0 | 0 | 0 | 0 | 0 | 7 | 22 | 7 | 21
4855 | 203 | 7 | 22 | 7 | 0 | 0 | 0 | 0 | 0 | 0 | 1 | 1 | 0 | 0 | 0 | 0 | 0 | 0 | 0 | 7 | 22 | 7 | 21
4856 | 203 | 7 | 22 | 8 | 0 | 0 | 0 | 0 | 0 | 0 | 1 | 1 | 0 | 0 | 0 | 0 | 0 | 0 | 0 | 7 | 22 | 7 | 21
4857 | 203 | 7 | 22 | 9 | 0 | 0 | 0 | 0 | 0 | 0 | 1 | 1 | 0 | 0 | 0 | 0 | 0 | 0 | 0 | 7 | 22 | 7 | 21
4858 | 203 | 7 | 22 | 10 | 0 | 0 | 0 | 0 | 0 | 0 | 1 | 1 | 0 | 0 | 0 | 0 | 0 | 0 | 0 | 7 | 22 | 7 | 21
4859 | 203 | 7 | 22 | 11 | 0 | 0 | 0 | 0 | 0 | 0 | 1 | 1 | 0 | 0 | 0 | 0 | 0 | 0 | 0 | 7 | 22 | 7 | 21
4860 | 203 | 7 | 22 | 12 | 0 | 0 | 0 | 0 | 0 | 0 | 1 | 1 | 0 | 0 | 0 | 0 | 0 | 0 | 0 | 7 | 22 | 7 | 21
4861 | 203 | 7 | 22 | 13 | 0 | 0 | 0 | 0 | 0 | 0 | 1 | 1 | 0 | 0 | 0 | 0 | 0 | 0 | 0 | 7 | 22 | 7 | 21
4862 | 203 | 7 | 22 | 14 | 0 | 0 | 0 | 0 | 0 | 0 | 1 | 1 | 0 | 0 | 0 | 0 | 0 | 0 | 0 | 7 | 22 | 7 | 21
4863 | 203 | 7 | 22 | 15 | 0 | 0 | 0 | 0 | 0 | 0 | 1 | 1 | 0 | 0 | 0 | 0 | 0 | 0 | 0 | 7 | 22 | 7 | 21
4864 | 203 | 7 | 22 | 16 | 0 | 0 | 0 | 0 | 0 | 0 | 1 | 1 | 0 | 0 | 0 | 0 | 0 | 0 | 0 | 7 | 22 | 7 | 21
4865 | 203 | 7 | 22 | 17 | 0 | 0 | 0 | 0 | 0 | 0 | 1 | 1 | 0 | 0 | 0 | 0 | 0 | 0 | 0 | 7 | 22 | 7 | 21
4866 | 203 | 7 | 22 | 18 | 0 | 0 | 0 | 0 | 0 | 0 | 1 | 1 | 0 | 0 | 0 | 0 | 0 | 0 | 0 | 7 | 22 | 7 | 21
4867 | 203 | 7 | 22 | 19 | 0 | 0 | 0 | 0 | 0 | 0 | 1 | 1 | 0 | 0 | 0 | 0 | 0 | 0 | 0 | 7 | 22 | 7 | 21
4868 | 203 | 7 | 22 | 20 | 0 | 0 | 0 | 0 | 0 | 0 | 1 | 1 | 0 | 0 | 0 | 0 | 0 | 0 | 0 | 7 | 22 | 7 | 21
4869 | 203 | 7 | 22 | 21 | 0 | 0 | 0 | 0 | 0 | 0 | 1 | 1 | 0 | 0 | 0 | 0 | 0 | 0 | 0 | 7 | 22 | 7 | 21
4870 | 203 | 7 | 22 | 22 | 0 | 0 | 0 | 0 | 0 | 0 | 1 | 1 | 0 | 0 | 0 | 0 | 0 | 0 | 0 | 7 | 22 | 7 | 21
4871 | 203 | 7 | 22 | 23 | 0 | 0 | 0 | 0 | 0 | 0 | 1 | 1 | 0 | 0 | 0 | 0 | 0 | 0 | 0 | 7 | 22 | 7 | 21
4872 | 203 | 7 | 22 | 24 | 0 | 0 | 0 | 0 | 0 | 0 | 1 | 1 | 0 | 0 | 0 | 0 | 0 | 0 | 0 | 7 | 22 | 7 | 21
4873 | 204 | 7 | 23 | 1 | 0 | 0 | 0 | 0 | 0 | 0 | 1 | 1 | 0 | 0 | 0 | 0 | 0 | 0 | 0 | 7 | 23 | 7 | 22
4874 | 204 | 7 | 23 | 2 | 0 | 0 | 0 | 0 | 0 | 0 | 1 | 1 | 0 | 0 | 0 | 0 | 0 | 0 | 0 | 7 | 23 | 7 | 22
4875 | 204 | 7 | 23 | 3 | 0 | 0 | 0 | 0 | 0 | 0 | 1 | 1 | 0 | 0 | 0 | 0 | 0 | 0 | 0 | 7 | 23 | 7 | 22
4876 | 204 | 7 | 23 | 4 | 0 | 0 | 0 | 0 | 0 | 0 | 1 | 1 | 0 | 0 | 0 | 0 | 0 | 0 | 0 | 7 | 23 | 7 | 22
4877 | 204 | 7 | 23 | 5 | 0 | 0 | 0 | 0 | 0 | 0 | 1 | 1 | 0 | 0 | 0 | 0 | 0 | 0 | 0 | 7 | 23 | 7 | 22
4878 | 204 | 7 | 23 | 6 | 0 | 0 | 0 | 0 | 0 | 0 | 1 | 1 | 0 | 0 | 0 | 0 | 0 | 0 | 0 | 7 | 23 | 7 | 22
4879 | 204 | 7 | 23 | 7 | 0 | 0 | 0 | 0 | 0 | 0 | 1 | 1 | 0 | 0 | 0 | 0 | 0 | 0 | 0 | 7 | 23 | 7 | 22
4880 | 204 | 7 | 23 | 8 | 0 | 0 | 0 | 0 | 0 | 0 | 1 | 1 | 0 | 0 | 0 | 0 | 0 | 0 | 0 | 7 | 23 | 7 | 22
4881 | 204 | 7 | 23 | 9 | 0 | 0 | 0 | 0 | 0 | 0 | 1 | 1 | 0 | 0 | 0 | 0 | 0 | 0 | 0 | 7 | 23 | 7 | 22
4882 | 204 | 7 | 23 | 10 | 0 | 0 | 0 | 0 | 0 | 0 | 1 | 1 | 0 | 0 | 0 | 0 | 0 | 0 | 0 | 7 | 23 | 7 | 22
4883 | 204 | 7 | 23 | 11 | 0 | 0 | 0 | 0 | 0 | 0 | 1 | 1 | 0 | 0 | 0 | 0 | 0 | 0 | 0 | 7 | 23 | 7 | 22
4884 | 204 | 7 | 23 | 12 | 0 | 0 | 0 | 0 | 0 | 0 | 1 | 1 | 0 | 0 | 0 | 0 | 0 | 0 | 0 | 7 | 23 | 7 | 22
4885 | 204 | 7 | 23 | 13 | 0 | 0 | 0 | 0 | 0 | 0 | 1 | 1 | 0 | 0 | 0 | 0 | 0 | 0 | 0 | 7 | 23 | 7 | 22
4886 | 204 | 7 | 23 | 14 | 0 | 0 | 0 | 0 | 0 | 0 | 1 | 1 | 0 | 0 | 0 | 0 | 0 | 0 | 0 | 7 | 23 | 7 | 22
4887 | 204 | 7 | 23 | 15 | 0 | 0 | 0 | 0 | 0 | 0 | 1 | 1 | 0 | 0 | 0 | 0 | 0 | 0 | 0 | 7 | 23 | 7 | 22
4888 | 204 | 7 | 23 | 16 | 0 | 0 | 0 | 0 | 0 | 0 | 1 | 1 | 0 | 0 | 0 | 0 | 0 | 0 | 0 | 7 | 23 | 7 | 22
4889 | 204 | 7 | 23 | 17 | 0 | 0 | 0 | 0 | 0 | 0 | 1 | 1 | 0 | 0 | 0 | 0 | 0 | 0 | 0 | 7 | 23 | 7 | 22
4890 | 204 | 7 | 23 | 18 | 0 | 0 | 0 | 0 | 0 | 0 | 1 | 1 | 0 | 0 | 0 | 0 | 0 | 0 | 0 | 7 | 23 | 7 | 22
4891 | 204 | 7 | 23 | 19 | 0 | 0 | 0 | 0 | 0 | 0 | 1 | 1 | 0 | 0 | 0 | 0 | 0 | 0 | 0 | 7 | 23 | 7 | 22
4892 | 204 | 7 | 23 | 20 | 0 | 0 | 0 | 0 | 0 | 0 | 1 | 1 | 0 | 0 | 0 | 0 | 0 | 0 | 0 | 7 | 23 | 7 | 22
4893 | 204 | 7 | 23 | 21 | 0 | 0 | 0 | 0 | 0 | 0 | 1 | 1 | 0 | 0 | 0 | 0 | 0 | 0 | 0 | 7 | 23 | 7 | 22
4894 | 204 | 7 | 23 | 22 | 0 | 0 | 0 | 0 | 0 | 0 | 1 | 1 | 0 | 0 | 0 | 0 | 0 | 0 | 0 | 7 | 23 | 7 | 22
4895 | 204 | 7 | 23 | 23 | 0 | 0 | 0 | 0 | 0 | 0 | 1 | 1 | 0 | 0 | 0 | 0 | 0 | 0 | 0 | 7 | 23 | 7 | 22
4896 | 204 | 7 | 23 | 24 | 0 | 0 | 0 | 0 | 0 | 0 | 1 | 1 | 0 | 0 | 0 | 0 | 0 | 0 | 0 | 7 | 23 | 7 | 22
4897 | 205 | 7 | 24 | 1 | 1 | 0 | 0 | 0 | 0 | 0 | 1 | 1 | 0 | 0 | 0 | 0 | 0 | 0 | 0 | 7 | 24 | 7 | 23
4898 | 205 | 7 | 24 | 2 | 1 | 0 | 0 | 0 | 0 | 0 | 1 | 1 | 0 | 0 | 0 | 0 | 0 | 0 | 0 | 7 | 24 | 7 | 23
4899 | 205 | 7 | 24 | 3 | 1 | 0 | 0 | 0 | 0 | 0 | 1 | 1 | 0 | 0 | 0 | 0 | 0 | 0 | 0 | 7 | 24 | 7 | 23
4900 | 205 | 7 | 24 | 4 | 1 | 0 | 0 | 0 | 0 | 0 | 1 | 1 | 0 | 0 | 0 | 0 | 0 | 0 | 0 | 7 | 24 | 7 | 23
4901 | 205 | 7 | 24 | 5 | 1 | 0 | 0 | 0 | 0 | 0 | 1 | 1 | 0 | 0 | 0 | 0 | 0 | 0 | 0 | 7 | 24 | 7 | 23
4902 | 205 | 7 | 24 | 6 | 1 | 0 | 0 | 0 | 0 | 0 | 1 | 1 | 0 | 0 | 0 | 0 | 0 | 0 | 0 | 7 | 24 | 7 | 23
4903 | 205 | 7 | 24 | 7 | 1 | 0 | 0 | 0 | 0 | 0 | 1 | 1 | 0 | 0 | 0 | 0 | 0 | 0 | 0 | 7 | 24 | 7 | 23
4904 | 205 | 7 | 24 | 8 | 1 | 0 | 0 | 0 | 0 | 0 | 1 | 1 | 0 | 0 | 0 | 0 | 0 | 0 | 0 | 7 | 24 | 7 | 23
4905 | 205 | 7 | 24 | 9 | 1 | 0 | 0 | 0 | 0 | 0 | 1 | 1 | 0 | 0 | 0 | 0 | 0 | 0 | 0 | 7 | 24 | 7 | 23
4906 | 205 | 7 | 24 | 10 | 1 | 0 | 0 | 0 | 0 | 0 | 1 | 1 | 0 | 0 | 0 | 0 | 0 | 0 | 0 | 7 | 24 | 7 | 23
4907 | 205 | 7 | 24 | 11 | 1 | 0 | 0 | 0 | 0 | 0 | 1 | 1 | 0 | 0 | 0 | 0 | 0 | 0 | 0 | 7 | 24 | 7 | 23
4908 | 205 | 7 | 24 | 12 | 1 | 0 | 0 | 0 | 0 | 0 | 1 | 1 | 0 | 0 | 0 | 0 | 0 | 0 | 0 | 7 | 24 | 7 | 23
4909 | 205 | 7 | 24 | 13 | 1 | 0 | 0 | 0 | 0 | 0 | 1 | 1 | 0 | 0 | 0 | 0 | 0 | 0 | 0 | 7 | 24 | 7 | 23
4910 | 205 | 7 | 24 | 14 | 1 | 0 | 0 | 0 | 0 | 1 | 0 | 1 | 0 | 0 | 0 | 0 | 0 | 0 | 0 | 7 | 24 | 7 | 23
4911 | 205 | 7 | 24 | 15 | 1 | 0 | 0 | 0 | 0 | 1 | 0 | 1 | 0 | 0 | 0 | 0 | 0 | 0 | 0 | 7 | 24 | 7 | 23
4912 | 205 | 7 | 24 | 16 | 1 | 0 | 0 | 0 | 0 | 1 | 0 | 1 | 0 | 0 | 0 | 0 | 0 | 0 | 0 | 7 | 24 | 7 | 23
4913 | 205 | 7 | 24 | 17 | 1 | 0 | 0 | 0 | 0 | 1 | 0 | 1 | 0 | 0 | 0 | 0 | 0 | 0 | 0 | 7 | 24 | 7 | 23
4914 | 205 | 7 | 24 | 18 | 1 | 0 | 0 | 0 | 0 | 1 | 0 | 1 | 0 | 0 | 0 | 0 | 0 | 0 | 0 | 7 | 24 | 7 | 23
4915 | 205 | 7 | 24 | 19 | 1 | 0 | 0 | 0 | 0 | 1 | 0 | 1 | 0 | 0 | 0 | 0 | 0 | 0 | 0 | 7 | 24 | 7 | 23
4916 | 205 | 7 | 24 | 20 | 1 | 0 | 0 | 0 | 0 | 0 | 1 | 1 | 0 | 0 | 0 | 0 | 0 | 0 | 0 | 7 | 24 | 7 | 23
4917 | 205 | 7 | 24 | 21 | 1 | 0 | 0 | 0 | 0 | 0 | 1 | 1 | 0 | 0 | 0 | 0 | 0 | 0 | 0 | 7 | 24 | 7 | 23
4918 | 205 | 7 | 24 | 22 | 1 | 0 | 0 | 0 | 0 | 0 | 1 | 1 | 0 | 0 | 0 | 0 | 0 | 0 | 0 | 7 | 24 | 7 | 23
4919 | 205 | 7 | 24 | 23 | 1 | 0 | 0 | 0 | 0 | 0 | 1 | 1 | 0 | 0 | 0 | 0 | 0 | 0 | 0 | 7 | 24 | 7 | 23
4920 | 205 | 7 | 24 | 24 | 1 | 0 | 0 | 0 | 0 | 0 | 1 | 1 | 0 | 0 | 0 | 0 | 0 | 0 | 0 | 7 | 24 | 7 | 23
4921 | 206 | 7 | 25 | 1 | 1 | 0 | 0 | 0 | 0 | 0 | 1 | 1 | 0 | 0 | 0 | 0 | 0 | 0 | 0 | 7 | 25 | 7 | 24
4922 | 206 | 7 | 25 | 2 | 1 | 0 | 0 | 0 | 0 | 0 | 1 | 1 | 0 | 0 | 0 | 0 | 0 | 0 | 0 | 7 | 25 | 7 | 24
4923 | 206 | 7 | 25 | 3 | 1 | 0 | 0 | 0 | 0 | 0 | 1 | 1 | 0 | 0 | 0 | 0 | 0 | 0 | 0 | 7 | 25 | 7 | 24
4924 | 206 | 7 | 25 | 4 | 1 | 0 | 0 | 0 | 0 | 0 | 1 | 1 | 0 | 0 | 0 | 0 | 0 | 0 | 0 | 7 | 25 | 7 | 24
4925 | 206 | 7 | 25 | 5 | 1 | 0 | 0 | 0 | 0 | 0 | 1 | 1 | 0 | 0 | 0 | 0 | 0 | 0 | 0 | 7 | 25 | 7 | 24
4926 | 206 | 7 | 25 | 6 | 1 | 0 | 0 | 0 | 0 | 0 | 1 | 1 | 0 | 0 | 0 | 0 | 0 | 0 | 0 | 7 | 25 | 7 | 24
4927 | 206 | 7 | 25 | 7 | 1 | 0 | 0 | 0 | 0 | 0 | 1 | 1 | 0 | 0 | 0 | 0 | 0 | 0 | 0 | 7 | 25 | 7 | 24
4928 | 206 | 7 | 25 | 8 | 1 | 0 | 0 | 0 | 0 | 0 | 1 | 1 | 0 | 0 | 0 | 0 | 0 | 0 | 0 | 7 | 25 | 7 | 24
4929 | 206 | 7 | 25 | 9 | 1 | 0 | 0 | 0 | 0 | 0 | 1 | 1 | 0 | 0 | 0 | 0 | 0 | 0 | 0 | 7 | 25 | 7 | 24
4930 | 206 | 7 | 25 | 10 | 1 | 0 | 0 | 0 | 0 | 0 | 1 | 1 | 0 | 0 | 0 | 0 | 0 | 0 | 0 | 7 | 25 | 7 | 24
4931 | 206 | 7 | 25 | 11 | 1 | 0 | 0 | 0 | 0 | 0 | 1 | 1 | 0 | 0 | 0 | 0 | 0 | 0 | 0 | 7 | 25 | 7 | 24
4932 | 206 | 7 | 25 | 12 | 1 | 0 | 0 | 0 | 0 | 0 | 1 | 1 | 0 | 0 | 0 | 0 | 0 | 0 | 0 | 7 | 25 | 7 | 24
4933 | 206 | 7 | 25 | 13 | 1 | 0 | 0 | 0 | 0 | 0 | 1 | 1 | 0 | 0 | 0 | 0 | 0 | 0 | 0 | 7 | 25 | 7 | 24
4934 | 206 | 7 | 25 | 14 | 1 | 0 | 0 | 0 | 0 | 1 | 0 | 1 | 0 | 0 | 0 | 0 | 0 | 0 | 0 | 7 | 25 | 7 | 24
4935 | 206 | 7 | 25 | 15 | 1 | 0 | 0 | 0 | 0 | 1 | 0 | 1 | 0 | 0 | 0 | 0 | 0 | 0 | 0 | 7 | 25 | 7 | 24
4936 | 206 | 7 | 25 | 16 | 1 | 0 | 0 | 0 | 0 | 1 | 0 | 1 | 0 | 0 | 0 | 0 | 0 | 0 | 0 | 7 | 25 | 7 | 24
4937 | 206 | 7 | 25 | 17 | 1 | 0 | 0 | 0 | 0 | 1 | 0 | 1 | 0 | 0 | 0 | 0 | 0 | 0 | 0 | 7 | 25 | 7 | 24
4938 | 206 | 7 | 25 | 18 | 1 | 0 | 0 | 0 | 0 | 1 | 0 | 1 | 0 | 0 | 0 | 0 | 0 | 0 | 0 | 7 | 25 | 7 | 24
4939 | 206 | 7 | 25 | 19 | 1 | 0 | 0 | 0 | 0 | 1 | 0 | 1 | 0 | 0 | 0 | 0 | 0 | 0 | 0 | 7 | 25 | 7 | 24
4940 | 206 | 7 | 25 | 20 | 1 | 0 | 0 | 0 | 0 | 0 | 1 | 1 | 0 | 0 | 0 | 0 | 0 | 0 | 0 | 7 | 25 | 7 | 24
4941 | 206 | 7 | 25 | 21 | 1 | 0 | 0 | 0 | 0 | 0 | 1 | 1 | 0 | 0 | 0 | 0 | 0 | 0 | 0 | 7 | 25 | 7 | 24
4942 | 206 | 7 | 25 | 22 | 1 | 0 | 0 | 0 | 0 | 0 | 1 | 1 | 0 | 0 | 0 | 0 | 0 | 0 | 0 | 7 | 25 | 7 | 24
4943 | 206 | 7 | 25 | 23 | 1 | 0 | 0 | 0 | 0 | 0 | 1 | 1 | 0 | 0 | 0 | 0 | 0 | 0 | 0 | 7 | 25 | 7 | 24
4944 | 206 | 7 | 25 | 24 | 1 | 0 | 0 | 0 | 0 | 0 | 1 | 1 | 0 | 0 | 0 | 0 | 0 | 0 | 0 | 7 | 25 | 7 | 24
4945 | 207 | 7 | 26 | 1 | 1 | 0 | 0 | 0 | 0 | 0 | 1 | 1 | 0 | 0 | 0 | 0 | 0 | 0 | 0 | 7 | 26 | 7 | 25
4946 | 207 | 7 | 26 | 2 | 1 | 0 | 0 | 0 | 0 | 0 | 1 | 1 | 0 | 0 | 0 | 0 | 0 | 0 | 0 | 7 | 26 | 7 | 25
4947 | 207 | 7 | 26 | 3 | 1 | 0 | 0 | 0 | 0 | 0 | 1 | 1 | 0 | 0 | 0 | 0 | 0 | 0 | 0 | 7 | 26 | 7 | 25
4948 | 207 | 7 | 26 | 4 | 1 | 0 | 0 | 0 | 0 | 0 | 1 | 1 | 0 | 0 | 0 | 0 | 0 | 0 | 0 | 7 | 26 | 7 | 25
4949 | 207 | 7 | 26 | 5 | 1 | 0 | 0 | 0 | 0 | 0 | 1 | 1 | 0 | 0 | 0 | 0 | 0 | 0 | 0 | 7 | 26 | 7 | 25
4950 | 207 | 7 | 26 | 6 | 1 | 0 | 0 | 0 | 0 | 0 | 1 | 1 | 0 | 0 | 0 | 0 | 0 | 0 | 0 | 7 | 26 | 7 | 25
4951 | 207 | 7 | 26 | 7 | 1 | 0 | 0 | 0 | 0 | 0 | 1 | 1 | 0 | 0 | 0 | 0 | 0 | 0 | 0 | 7 | 26 | 7 | 25
4952 | 207 | 7 | 26 | 8 | 1 | 0 | 0 | 0 | 0 | 0 | 1 | 1 | 0 | 0 | 0 | 0 | 0 | 0 | 0 | 7 | 26 | 7 | 25
4953 | 207 | 7 | 26 | 9 | 1 | 0 | 0 | 0 | 0 | 0 | 1 | 1 | 0 | 0 | 0 | 0 | 0 | 0 | 0 | 7 | 26 | 7 | 25
4954 | 207 | 7 | 26 | 10 | 1 | 0 | 0 | 0 | 0 | 0 | 1 | 1 | 0 | 0 | 0 | 0 | 0 | 0 | 0 | 7 | 26 | 7 | 25
4955 | 207 | 7 | 26 | 11 | 1 | 0 | 0 | 0 | 0 | 0 | 1 | 1 | 0 | 0 | 0 | 0 | 0 | 0 | 0 | 7 | 26 | 7 | 25
4956 | 207 | 7 | 26 | 12 | 1 | 0 | 0 | 0 | 0 | 0 | 1 | 1 | 0 | 0 | 0 | 0 | 0 | 0 | 0 | 7 | 26 | 7 | 25
4957 | 207 | 7 | 26 | 13 | 1 | 0 | 0 | 0 | 0 | 0 | 1 | 1 | 0 | 0 | 0 | 0 | 0 | 0 | 0 | 7 | 26 | 7 | 25
4958 | 207 | 7 | 26 | 14 | 1 | 0 | 0 | 0 | 0 | 1 | 0 | 1 | 0 | 0 | 0 | 0 | 0 | 0 | 0 | 7 | 26 | 7 | 25
4959 | 207 | 7 | 26 | 15 | 1 | 0 | 0 | 0 | 0 | 1 | 0 | 1 | 0 | 0 | 0 | 0 | 0 | 0 | 0 | 7 | 26 | 7 | 25
4960 | 207 | 7 | 26 | 16 | 1 | 0 | 0 | 0 | 0 | 1 | 0 | 1 | 0 | 0 | 0 | 0 | 0 | 0 | 0 | 7 | 26 | 7 | 25
4961 | 207 | 7 | 26 | 17 | 1 | 0 | 0 | 0 | 0 | 1 | 0 | 1 | 0 | 0 | 0 | 0 | 0 | 0 | 0 | 7 | 26 | 7 | 25
4962 | 207 | 7 | 26 | 18 | 1 | 0 | 0 | 0 | 0 | 1 | 0 | 1 | 0 | 0 | 0 | 0 | 0 | 0 | 0 | 7 | 26 | 7 | 25
4963 | 207 | 7 | 26 | 19 | 1 | 0 | 0 | 0 | 0 | 1 | 0 | 1 | 0 | 0 | 0 | 0 | 0 | 0 | 0 | 7 | 26 | 7 | 25
4964 | 207 | 7 | 26 | 20 | 1 | 0 | 0 | 0 | 0 | 0 | 1 | 1 | 0 | 0 | 0 | 0 | 0 | 0 | 0 | 7 | 26 | 7 | 25
4965 | 207 | 7 | 26 | 21 | 1 | 0 | 0 | 0 | 0 | 0 | 1 | 1 | 0 | 0 | 0 | 0 | 0 | 0 | 0 | 7 | 26 | 7 | 25
4966 | 207 | 7 | 26 | 22 | 1 | 0 | 0 | 0 | 0 | 0 | 1 | 1 | 0 | 0 | 0 | 0 | 0 | 0 | 0 | 7 | 26 | 7 | 25
4967 | 207 | 7 | 26 | 23 | 1 | 0 | 0 | 0 | 0 | 0 | 1 | 1 | 0 | 0 | 0 | 0 | 0 | 0 | 0 | 7 | 26 | 7 | 25
4968 | 207 | 7 | 26 | 24 | 1 | 0 | 0 | 0 | 0 | 0 | 1 | 1 | 0 | 0 | 0 | 0 | 0 | 0 | 0 | 7 | 26 | 7 | 25
4969 | 208 | 7 | 27 | 1 | 1 | 0 | 0 | 0 | 0 | 0 | 1 | 1 | 0 | 0 | 0 | 0 | 0 | 0 | 0 | 7 | 27 | 7 | 26
4970 | 208 | 7 | 27 | 2 | 1 | 0 | 0 | 0 | 0 | 0 | 1 | 1 | 0 | 0 | 0 | 0 | 0 | 0 | 0 | 7 | 27 | 7 | 26
4971 | 208 | 7 | 27 | 3 | 1 | 0 | 0 | 0 | 0 | 0 | 1 | 1 | 0 | 0 | 0 | 0 | 0 | 0 | 0 | 7 | 27 | 7 | 26
4972 | 208 | 7 | 27 | 4 | 1 | 0 | 0 | 0 | 0 | 0 | 1 | 1 | 0 | 0 | 0 | 0 | 0 | 0 | 0 | 7 | 27 | 7 | 26
4973 | 208 | 7 | 27 | 5 | 1 | 0 | 0 | 0 | 0 | 0 | 1 | 1 | 0 | 0 | 0 | 0 | 0 | 0 | 0 | 7 | 27 | 7 | 26
4974 | 208 | 7 | 27 | 6 | 1 | 0 | 0 | 0 | 0 | 0 | 1 | 1 | 0 | 0 | 0 | 0 | 0 | 0 | 0 | 7 | 27 | 7 | 26
4975 | 208 | 7 | 27 | 7 | 1 | 0 | 0 | 0 | 0 | 0 | 1 | 1 | 0 | 0 | 0 | 0 | 0 | 0 | 0 | 7 | 27 | 7 | 26
4976 | 208 | 7 | 27 | 8 | 1 | 0 | 0 | 0 | 0 | 0 | 1 | 1 | 0 | 0 | 0 | 0 | 0 | 0 | 0 | 7 | 27 | 7 | 26
4977 | 208 | 7 | 27 | 9 | 1 | 0 | 0 | 0 | 0 | 0 | 1 | 1 | 0 | 0 | 0 | 0 | 0 | 0 | 0 | 7 | 27 | 7 | 26
4978 | 208 | 7 | 27 | 10 | 1 | 0 | 0 | 0 | 0 | 0 | 1 | 1 | 0 | 0 | 0 | 0 | 0 | 0 | 0 | 7 | 27 | 7 | 26
4979 | 208 | 7 | 27 | 11 | 1 | 0 | 0 | 0 | 0 | 0 | 1 | 1 | 0 | 0 | 0 | 0 | 0 | 0 | 0 | 7 | 27 | 7 | 26
4980 | 208 | 7 | 27 | 12 | 1 | 0 | 0 | 0 | 0 | 0 | 1 | 1 | 0 | 0 | 0 | 0 | 0 | 0 | 0 | 7 | 27 | 7 | 26
4981 | 208 | 7 | 27 | 13 | 1 | 0 | 0 | 0 | 0 | 0 | 1 | 1 | 0 | 0 | 0 | 0 | 0 | 0 | 0 | 7 | 27 | 7 | 26
4982 | 208 | 7 | 27 | 14 | 1 | 0 | 0 | 0 | 0 | 1 | 0 | 1 | 0 | 0 | 0 | 0 | 0 | 0 | 0 | 7 | 27 | 7 | 26
4983 | 208 | 7 | 27 | 15 | 1 | 0 | 0 | 0 | 0 | 1 | 0 | 1 | 0 | 0 | 0 | 0 | 0 | 0 | 0 | 7 | 27 | 7 | 26
4984 | 208 | 7 | 27 | 16 | 1 | 0 | 0 | 0 | 0 | 1 | 0 | 1 | 0 | 0 | 0 | 0 | 0 | 0 | 0 | 7 | 27 | 7 | 26
4985 | 208 | 7 | 27 | 17 | 1 | 0 | 0 | 0 | 0 | 1 | 0 | 1 | 0 | 0 | 0 | 0 | 0 | 0 | 0 | 7 | 27 | 7 | 26
4986 | 208 | 7 | 27 | 18 | 1 | 0 | 0 | 0 | 0 | 1 | 0 | 1 | 0 | 0 | 0 | 0 | 0 | 0 | 0 | 7 | 27 | 7 | 26
4987 | 208 | 7 | 27 | 19 | 1 | 0 | 0 | 0 | 0 | 1 | 0 | 1 | 0 | 0 | 0 | 0 | 0 | 0 | 0 | 7 | 27 | 7 | 26
4988 | 208 | 7 | 27 | 20 | 1 | 0 | 0 | 0 | 0 | 0 | 1 | 1 | 0 | 0 | 0 | 0 | 0 | 0 | 0 | 7 | 27 | 7 | 26
4989 | 208 | 7 | 27 | 21 | 1 | 0 | 0 | 0 | 0 | 0 | 1 | 1 | 0 | 0 | 0 | 0 | 0 | 0 | 0 | 7 | 27 | 7 | 26
4990 | 208 | 7 | 27 | 22 | 1 | 0 | 0 | 0 | 0 | 0 | 1 | 1 | 0 | 0 | 0 | 0 | 0 | 0 | 0 | 7 | 27 | 7 | 26
4991 | 208 | 7 | 27 | 23 | 1 | 0 | 0 | 0 | 0 | 0 | 1 | 1 | 0 | 0 | 0 | 0 | 0 | 0 | 0 | 7 | 27 | 7 | 26
4992 | 208 | 7 | 27 | 24 | 1 | 0 | 0 | 0 | 0 | 0 | 1 | 1 | 0 | 0 | 0 | 0 | 0 | 0 | 0 | 7 | 27 | 7 | 26
4993 | 209 | 7 | 28 | 1 | 1 | 0 | 0 | 0 | 0 | 0 | 1 | 1 | 0 | 0 | 0 | 0 | 0 | 0 | 0 | 7 | 28 | 7 | 27
4994 | 209 | 7 | 28 | 2 | 1 | 0 | 0 | 0 | 0 | 0 | 1 | 1 | 0 | 0 | 0 | 0 | 0 | 0 | 0 | 7 | 28 | 7 | 27
4995 | 209 | 7 | 28 | 3 | 1 | 0 | 0 | 0 | 0 | 0 | 1 | 1 | 0 | 0 | 0 | 0 | 0 | 0 | 0 | 7 | 28 | 7 | 27
4996 | 209 | 7 | 28 | 4 | 1 | 0 | 0 | 0 | 0 | 0 | 1 | 1 | 0 | 0 | 0 | 0 | 0 | 0 | 0 | 7 | 28 | 7 | 27
4997 | 209 | 7 | 28 | 5 | 1 | 0 | 0 | 0 | 0 | 0 | 1 | 1 | 0 | 0 | 0 | 0 | 0 | 0 | 0 | 7 | 28 | 7 | 27
4998 | 209 | 7 | 28 | 6 | 1 | 0 | 0 | 0 | 0 | 0 | 1 | 1 | 0 | 0 | 0 | 0 | 0 | 0 | 0 | 7 | 28 | 7 | 27
4999 | 209 | 7 | 28 | 7 | 1 | 0 | 0 | 0 | 0 | 0 | 1 | 1 | 0 | 0 | 0 | 0 | 0 | 0 | 0 | 7 | 28 | 7 | 27
5000 | 209 | 7 | 28 | 8 | 1 | 0 | 0 | 0 | 0 | 0 | 1 | 1 | 0 | 0 | 0 | 0 | 0 | 0 | 0 | 7 | 28 | 7 | 27
5001 | 209 | 7 | 28 | 9 | 1 | 0 | 0 | 0 | 0 | 0 | 1 | 1 | 0 | 0 | 0 | 0 | 0 | 0 | 0 | 7 | 28 | 7 | 27
5002 | 209 | 7 | 28 | 10 | 1 | 0 | 0 | 0 | 0 | 0 | 1 | 1 | 0 | 0 | 0 | 0 | 0 | 0 | 0 | 7 | 28 | 7 | 27
5003 | 209 | 7 | 28 | 11 | 1 | 0 | 0 | 0 | 0 | 0 | 1 | 1 | 0 | 0 | 0 | 0 | 0 | 0 | 0 | 7 | 28 | 7 | 27
5004 | 209 | 7 | 28 | 12 | 1 | 0 | 0 | 0 | 0 | 0 | 1 | 1 | 0 | 0 | 0 | 0 | 0 | 0 | 0 | 7 | 28 | 7 | 27
5005 | 209 | 7 | 28 | 13 | 1 | 0 | 0 | 0 | 0 | 0 | 1 | 1 | 0 | 0 | 0 | 0 | 0 | 0 | 0 | 7 | 28 | 7 | 27
5006 | 209 | 7 | 28 | 14 | 1 | 0 | 0 | 0 | 0 | 1 | 0 | 1 | 0 | 0 | 0 | 0 | 0 | 0 | 0 | 7 | 28 | 7 | 27
5007 | 209 | 7 | 28 | 15 | 1 | 0 | 0 | 0 | 0 | 1 | 0 | 1 | 0 | 0 | 0 | 0 | 0 | 0 | 0 | 7 | 28 | 7 | 27
5008 | 209 | 7 | 28 | 16 | 1 | 0 | 0 | 0 | 0 | 1 | 0 | 1 | 0 | 0 | 0 | 0 | 0 | 0 | 0 | 7 | 28 | 7 | 27
5009 | 209 | 7 | 28 | 17 | 1 | 0 | 0 | 0 | 0 | 1 | 0 | 1 | 0 | 0 | 0 | 0 | 0 | 0 | 0 | 7 | 28 | 7 | 27
5010 | 209 | 7 | 28 | 18 | 1 | 0 | 0 | 0 | 0 | 1 | 0 | 1 | 0 | 0 | 0 | 0 | 0 | 0 | 0 | 7 | 28 | 7 | 27
5011 | 209 | 7 | 28 | 19 | 1 | 0 | 0 | 0 | 0 | 1 | 0 | 1 | 0 | 0 | 0 | 0 | 0 | 0 | 0 | 7 | 28 | 7 | 27
5012 | 209 | 7 | 28 | 20 | 1 | 0 | 0 | 0 | 0 | 0 | 1 | 1 | 0 | 0 | 0 | 0 | 0 | 0 | 0 | 7 | 28 | 7 | 27
5013 | 209 | 7 | 28 | 21 | 1 | 0 | 0 | 0 | 0 | 0 | 1 | 1 | 0 | 0 | 0 | 0 | 0 | 0 | 0 | 7 | 28 | 7 | 27
5014 | 209 | 7 | 28 | 22 | 1 | 0 | 0 | 0 | 0 | 0 | 1 | 1 | 0 | 0 | 0 | 0 | 0 | 0 | 0 | 7 | 28 | 7 | 27
5015 | 209 | 7 | 28 | 23 | 1 | 0 | 0 | 0 | 0 | 0 | 1 | 1 | 0 | 0 | 0 | 0 | 0 | 0 | 0 | 7 | 28 | 7 | 27
5016 | 209 | 7 | 28 | 24 | 1 | 0 | 0 | 0 | 0 | 0 | 1 | 1 | 0 | 0 | 0 | 0 | 0 | 0 | 0 | 7 | 28 | 7 | 27
5017 | 210 | 7 | 29 | 1 | 0 | 0 | 0 | 0 | 0 | 0 | 1 | 1 | 0 | 0 | 0 | 0 | 0 | 0 | 0 | 7 | 29 | 7 | 28
5018 | 210 | 7 | 29 | 2 | 0 | 0 | 0 | 0 | 0 | 0 | 1 | 1 | 0 | 0 | 0 | 0 | 0 | 0 | 0 | 7 | 29 | 7 | 28
5019 | 210 | 7 | 29 | 3 | 0 | 0 | 0 | 0 | 0 | 0 | 1 | 1 | 0 | 0 | 0 | 0 | 0 | 0 | 0 | 7 | 29 | 7 | 28
5020 | 210 | 7 | 29 | 4 | 0 | 0 | 0 | 0 | 0 | 0 | 1 | 1 | 0 | 0 | 0 | 0 | 0 | 0 | 0 | 7 | 29 | 7 | 28
5021 | 210 | 7 | 29 | 5 | 0 | 0 | 0 | 0 | 0 | 0 | 1 | 1 | 0 | 0 | 0 | 0 | 0 | 0 | 0 | 7 | 29 | 7 | 28
5022 | 210 | 7 | 29 | 6 | 0 | 0 | 0 | 0 | 0 | 0 | 1 | 1 | 0 | 0 | 0 | 0 | 0 | 0 | 0 | 7 | 29 | 7 | 28
5023 | 210 | 7 | 29 | 7 | 0 | 0 | 0 | 0 | 0 | 0 | 1 | 1 | 0 | 0 | 0 | 0 | 0 | 0 | 0 | 7 | 29 | 7 | 28
5024 | 210 | 7 | 29 | 8 | 0 | 0 | 0 | 0 | 0 | 0 | 1 | 1 | 0 | 0 | 0 | 0 | 0 | 0 | 0 | 7 | 29 | 7 | 28
5025 | 210 | 7 | 29 | 9 | 0 | 0 | 0 | 0 | 0 | 0 | 1 | 1 | 0 | 0 | 0 | 0 | 0 | 0 | 0 | 7 | 29 | 7 | 28
5026 | 210 | 7 | 29 | 10 | 0 | 0 | 0 | 0 | 0 | 0 | 1 | 1 | 0 | 0 | 0 | 0 | 0 | 0 | 0 | 7 | 29 | 7 | 28
5027 | 210 | 7 | 29 | 11 | 0 | 0 | 0 | 0 | 0 | 0 | 1 | 1 | 0 | 0 | 0 | 0 | 0 | 0 | 0 | 7 | 29 | 7 | 28
5028 | 210 | 7 | 29 | 12 | 0 | 0 | 0 | 0 | 0 | 0 | 1 | 1 | 0 | 0 | 0 | 0 | 0 | 0 | 0 | 7 | 29 | 7 | 28
5029 | 210 | 7 | 29 | 13 | 0 | 0 | 0 | 0 | 0 | 0 | 1 | 1 | 0 | 0 | 0 | 0 | 0 | 0 | 0 | 7 | 29 | 7 | 28
5030 | 210 | 7 | 29 | 14 | 0 | 0 | 0 | 0 | 0 | 0 | 1 | 1 | 0 | 0 | 0 | 0 | 0 | 0 | 0 | 7 | 29 | 7 | 28
5031 | 210 | 7 | 29 | 15 | 0 | 0 | 0 | 0 | 0 | 0 | 1 | 1 | 0 | 0 | 0 | 0 | 0 | 0 | 0 | 7 | 29 | 7 | 28
5032 | 210 | 7 | 29 | 16 | 0 | 0 | 0 | 0 | 0 | 0 | 1 | 1 | 0 | 0 | 0 | 0 | 0 | 0 | 0 | 7 | 29 | 7 | 28
5033 | 210 | 7 | 29 | 17 | 0 | 0 | 0 | 0 | 0 | 0 | 1 | 1 | 0 | 0 | 0 | 0 | 0 | 0 | 0 | 7 | 29 | 7 | 28
5034 | 210 | 7 | 29 | 18 | 0 | 0 | 0 | 0 | 0 | 0 | 1 | 1 | 0 | 0 | 0 | 0 | 0 | 0 | 0 | 7 | 29 | 7 | 28
5035 | 210 | 7 | 29 | 19 | 0 | 0 | 0 | 0 | 0 | 0 | 1 | 1 | 0 | 0 | 0 | 0 | 0 | 0 | 0 | 7 | 29 | 7 | 28
5036 | 210 | 7 | 29 | 20 | 0 | 0 | 0 | 0 | 0 | 0 | 1 | 1 | 0 | 0 | 0 | 0 | 0 | 0 | 0 | 7 | 29 | 7 | 28
5037 | 210 | 7 | 29 | 21 | 0 | 0 | 0 | 0 | 0 | 0 | 1 | 1 | 0 | 0 | 0 | 0 | 0 | 0 | 0 | 7 | 29 | 7 | 28
5038 | 210 | 7 | 29 | 22 | 0 | 0 | 0 | 0 | 0 | 0 | 1 | 1 | 0 | 0 | 0 | 0 | 0 | 0 | 0 | 7 | 29 | 7 | 28
5039 | 210 | 7 | 29 | 23 | 0 | 0 | 0 | 0 | 0 | 0 | 1 | 1 | 0 | 0 | 0 | 0 | 0 | 0 | 0 | 7 | 29 | 7 | 28
5040 | 210 | 7 | 29 | 24 | 0 | 0 | 0 | 0 | 0 | 0 | 1 | 1 | 0 | 0 | 0 | 0 | 0 | 0 | 0 | 7 | 29 | 7 | 28
5041 | 211 | 7 | 30 | 1 | 0 | 0 | 0 | 0 | 0 | 0 | 1 | 1 | 0 | 0 | 0 | 0 | 0 | 0 | 0 | 7 | 30 | 7 | 29
5042 | 211 | 7 | 30 | 2 | 0 | 0 | 0 | 0 | 0 | 0 | 1 | 1 | 0 | 0 | 0 | 0 | 0 | 0 | 0 | 7 | 30 | 7 | 29
5043 | 211 | 7 | 30 | 3 | 0 | 0 | 0 | 0 | 0 | 0 | 1 | 1 | 0 | 0 | 0 | 0 | 0 | 0 | 0 | 7 | 30 | 7 | 29
5044 | 211 | 7 | 30 | 4 | 0 | 0 | 0 | 0 | 0 | 0 | 1 | 1 | 0 | 0 | 0 | 0 | 0 | 0 | 0 | 7 | 30 | 7 | 29
5045 | 211 | 7 | 30 | 5 | 0 | 0 | 0 | 0 | 0 | 0 | 1 | 1 | 0 | 0 | 0 | 0 | 0 | 0 | 0 | 7 | 30 | 7 | 29
5046 | 211 | 7 | 30 | 6 | 0 | 0 | 0 | 0 | 0 | 0 | 1 | 1 | 0 | 0 | 0 | 0 | 0 | 0 | 0 | 7 | 30 | 7 | 29
5047 | 211 | 7 | 30 | 7 | 0 | 0 | 0 | 0 | 0 | 0 | 1 | 1 | 0 | 0 | 0 | 0 | 0 | 0 | 0 | 7 | 30 | 7 | 29
5048 | 211 | 7 | 30 | 8 | 0 | 0 | 0 | 0 | 0 | 0 | 1 | 1 | 0 | 0 | 0 | 0 | 0 | 0 | 0 | 7 | 30 | 7 | 29
5049 | 211 | 7 | 30 | 9 | 0 | 0 | 0 | 0 | 0 | 0 | 1 | 1 | 0 | 0 | 0 | 0 | 0 | 0 | 0 | 7 | 30 | 7 | 29
5050 | 211 | 7 | 30 | 10 | 0 | 0 | 0 | 0 | 0 | 0 | 1 | 1 | 0 | 0 | 0 | 0 | 0 | 0 | 0 | 7 | 30 | 7 | 29
5051 | 211 | 7 | 30 | 11 | 0 | 0 | 0 | 0 | 0 | 0 | 1 | 1 | 0 | 0 | 0 | 0 | 0 | 0 | 0 | 7 | 30 | 7 | 29
5052 | 211 | 7 | 30 | 12 | 0 | 0 | 0 | 0 | 0 | 0 | 1 | 1 | 0 | 0 | 0 | 0 | 0 | 0 | 0 | 7 | 30 | 7 | 29
5053 | 211 | 7 | 30 | 13 | 0 | 0 | 0 | 0 | 0 | 0 | 1 | 1 | 0 | 0 | 0 | 0 | 0 | 0 | 0 | 7 | 30 | 7 | 29
5054 | 211 | 7 | 30 | 14 | 0 | 0 | 0 | 0 | 0 | 0 | 1 | 1 | 0 | 0 | 0 | 0 | 0 | 0 | 0 | 7 | 30 | 7 | 29
5055 | 211 | 7 | 30 | 15 | 0 | 0 | 0 | 0 | 0 | 0 | 1 | 1 | 0 | 0 | 0 | 0 | 0 | 0 | 0 | 7 | 30 | 7 | 29
5056 | 211 | 7 | 30 | 16 | 0 | 0 | 0 | 0 | 0 | 0 | 1 | 1 | 0 | 0 | 0 | 0 | 0 | 0 | 0 | 7 | 30 | 7 | 29
5057 | 211 | 7 | 30 | 17 | 0 | 0 | 0 | 0 | 0 | 0 | 1 | 1 | 0 | 0 | 0 | 0 | 0 | 0 | 0 | 7 | 30 | 7 | 29
5058 | 211 | 7 | 30 | 18 | 0 | 0 | 0 | 0 | 0 | 0 | 1 | 1 | 0 | 0 | 0 | 0 | 0 | 0 | 0 | 7 | 30 | 7 | 29
5059 | 211 | 7 | 30 | 19 | 0 | 0 | 0 | 0 | 0 | 0 | 1 | 1 | 0 | 0 | 0 | 0 | 0 | 0 | 0 | 7 | 30 | 7 | 29
5060 | 211 | 7 | 30 | 20 | 0 | 0 | 0 | 0 | 0 | 0 | 1 | 1 | 0 | 0 | 0 | 0 | 0 | 0 | 0 | 7 | 30 | 7 | 29
5061 | 211 | 7 | 30 | 21 | 0 | 0 | 0 | 0 | 0 | 0 | 1 | 1 | 0 | 0 | 0 | 0 | 0 | 0 | 0 | 7 | 30 | 7 | 29
5062 | 211 | 7 | 30 | 22 | 0 | 0 | 0 | 0 | 0 | 0 | 1 | 1 | 0 | 0 | 0 | 0 | 0 | 0 | 0 | 7 | 30 | 7 | 29
5063 | 211 | 7 | 30 | 23 | 0 | 0 | 0 | 0 | 0 | 0 | 1 | 1 | 0 | 0 | 0 | 0 | 0 | 0 | 0 | 7 | 30 | 7 | 29
5064 | 211 | 7 | 30 | 24 | 0 | 0 | 0 | 0 | 0 | 0 | 1 | 1 | 0 | 0 | 0 | 0 | 0 | 0 | 0 | 7 | 30 | 7 | 29
5065 | 212 | 7 | 31 | 1 | 1 | 0 | 0 | 0 | 0 | 0 | 1 | 1 | 0 | 0 | 0 | 0 | 0 | 0 | 0 | 7 | 31 | 7 | 30
5066 | 212 | 7 | 31 | 2 | 1 | 0 | 0 | 0 | 0 | 0 | 1 | 1 | 0 | 0 | 0 | 0 | 0 | 0 | 0 | 7 | 31 | 7 | 30
5067 | 212 | 7 | 31 | 3 | 1 | 0 | 0 | 0 | 0 | 0 | 1 | 1 | 0 | 0 | 0 | 0 | 0 | 0 | 0 | 7 | 31 | 7 | 30
5068 | 212 | 7 | 31 | 4 | 1 | 0 | 0 | 0 | 0 | 0 | 1 | 1 | 0 | 0 | 0 | 0 | 0 | 0 | 0 | 7 | 31 | 7 | 30
5069 | 212 | 7 | 31 | 5 | 1 | 0 | 0 | 0 | 0 | 0 | 1 | 1 | 0 | 0 | 0 | 0 | 0 | 0 | 0 | 7 | 31 | 7 | 30
5070 | 212 | 7 | 31 | 6 | 1 | 0 | 0 | 0 | 0 | 0 | 1 | 1 | 0 | 0 | 0 | 0 | 0 | 0 | 0 | 7 | 31 | 7 | 30
5071 | 212 | 7 | 31 | 7 | 1 | 0 | 0 | 0 | 0 | 0 | 1 | 1 | 0 | 0 | 0 | 0 | 0 | 0 | 0 | 7 | 31 | 7 | 30
5072 | 212 | 7 | 31 | 8 | 1 | 0 | 0 | 0 | 0 | 0 | 1 | 1 | 0 | 0 | 0 | 0 | 0 | 0 | 0 | 7 | 31 | 7 | 30
5073 | 212 | 7 | 31 | 9 | 1 | 0 | 0 | 0 | 0 | 0 | 1 | 1 | 0 | 0 | 0 | 0 | 0 | 0 | 0 | 7 | 31 | 7 | 30
5074 | 212 | 7 | 31 | 10 | 1 | 0 | 0 | 0 | 0 | 0 | 1 | 1 | 0 | 0 | 0 | 0 | 0 | 0 | 0 | 7 | 31 | 7 | 30
5075 | 212 | 7 | 31 | 11 | 1 | 0 | 0 | 0 | 0 | 0 | 1 | 1 | 0 | 0 | 0 | 0 | 0 | 0 | 0 | 7 | 31 | 7 | 30
5076 | 212 | 7 | 31 | 12 | 1 | 0 | 0 | 0 | 0 | 0 | 1 | 1 | 0 | 0 | 0 | 0 | 0 | 0 | 0 | 7 | 31 | 7 | 30
5077 | 212 | 7 | 31 | 13 | 1 | 0 | 0 | 0 | 0 | 0 | 1 | 1 | 0 | 0 | 0 | 0 | 0 | 0 | 0 | 7 | 31 | 7 | 30
5078 | 212 | 7 | 31 | 14 | 1 | 0 | 0 | 0 | 0 | 1 | 0 | 1 | 0 | 0 | 0 | 0 | 0 | 0 | 0 | 7 | 31 | 7 | 30
5079 | 212 | 7 | 31 | 15 | 1 | 0 | 0 | 0 | 0 | 1 | 0 | 1 | 0 | 0 | 0 | 0 | 0 | 0 | 0 | 7 | 31 | 7 | 30
5080 | 212 | 7 | 31 | 16 | 1 | 0 | 0 | 0 | 0 | 1 | 0 | 1 | 0 | 0 | 0 | 0 | 0 | 0 | 0 | 7 | 31 | 7 | 30
5081 | 212 | 7 | 31 | 17 | 1 | 0 | 0 | 0 | 0 | 1 | 0 | 1 | 0 | 0 | 0 | 0 | 0 | 0 | 0 | 7 | 31 | 7 | 30
5082 | 212 | 7 | 31 | 18 | 1 | 0 | 0 | 0 | 0 | 1 | 0 | 1 | 0 | 0 | 0 | 0 | 0 | 0 | 0 | 7 | 31 | 7 | 30
5083 | 212 | 7 | 31 | 19 | 1 | 0 | 0 | 0 | 0 | 1 | 0 | 1 | 0 | 0 | 0 | 0 | 0 | 0 | 0 | 7 | 31 | 7 | 30
5084 | 212 | 7 | 31 | 20 | 1 | 0 | 0 | 0 | 0 | 0 | 1 | 1 | 0 | 0 | 0 | 0 | 0 | 0 | 0 | 7 | 31 | 7 | 30
5085 | 212 | 7 | 31 | 21 | 1 | 0 | 0 | 0 | 0 | 0 | 1 | 1 | 0 | 0 | 0 | 0 | 0 | 0 | 0 | 7 | 31 | 7 | 30
5086 | 212 | 7 | 31 | 22 | 1 | 0 | 0 | 0 | 0 | 0 | 1 | 1 | 0 | 0 | 0 | 0 | 0 | 0 | 0 | 7 | 31 | 7 | 30
5087 | 212 | 7 | 31 | 23 | 1 | 0 | 0 | 0 | 0 | 0 | 1 | 1 | 0 | 0 | 0 | 0 | 0 | 0 | 0 | 7 | 31 | 7 | 30
5088 | 212 | 7 | 31 | 24 | 1 | 0 | 0 | 0 | 0 | 0 | 1 | 1 | 0 | 0 | 0 | 0 | 0 | 0 | 0 | 7 | 31 | 7 | 30
5089 | 213 | 8 | 1 | 1 | 1 | 0 | 0 | 0 | 0 | 0 | 1 | 1 | 0 | 0 | 0 | 0 | 0 | 0 | 0 | 8 | 1 | 7 | 31
5090 | 213 | 8 | 1 | 2 | 1 | 0 | 0 | 0 | 0 | 0 | 1 | 1 | 0 | 0 | 0 | 0 | 0 | 0 | 0 | 8 | 1 | 7 | 31
5091 | 213 | 8 | 1 | 3 | 1 | 0 | 0 | 0 | 0 | 0 | 1 | 1 | 0 | 0 | 0 | 0 | 0 | 0 | 0 | 8 | 1 | 7 | 31
5092 | 213 | 8 | 1 | 4 | 1 | 0 | 0 | 0 | 0 | 0 | 1 | 1 | 0 | 0 | 0 | 0 | 0 | 0 | 0 | 8 | 1 | 7 | 31
5093 | 213 | 8 | 1 | 5 | 1 | 0 | 0 | 0 | 0 | 0 | 1 | 1 | 0 | 0 | 0 | 0 | 0 | 0 | 0 | 8 | 1 | 7 | 31
5094 | 213 | 8 | 1 | 6 | 1 | 0 | 0 | 0 | 0 | 0 | 1 | 1 | 0 | 0 | 0 | 0 | 0 | 0 | 0 | 8 | 1 | 7 | 31
5095 | 213 | 8 | 1 | 7 | 1 | 0 | 0 | 0 | 0 | 0 | 1 | 1 | 0 | 0 | 0 | 0 | 0 | 0 | 0 | 8 | 1 | 7 | 31
5096 | 213 | 8 | 1 | 8 | 1 | 0 | 0 | 0 | 0 | 0 | 1 | 1 | 0 | 0 | 0 | 0 | 0 | 0 | 0 | 8 | 1 | 7 | 31
5097 | 213 | 8 | 1 | 9 | 1 | 0 | 0 | 0 | 0 | 0 | 1 | 1 | 0 | 0 | 0 | 0 | 0 | 0 | 0 | 8 | 1 | 7 | 31
5098 | 213 | 8 | 1 | 10 | 1 | 0 | 0 | 0 | 0 | 0 | 1 | 1 | 0 | 0 | 0 | 0 | 0 | 0 | 0 | 8 | 1 | 7 | 31
5099 | 213 | 8 | 1 | 11 | 1 | 0 | 0 | 0 | 0 | 0 | 1 | 1 | 0 | 0 | 0 | 0 | 0 | 0 | 0 | 8 | 1 | 7 | 31
5100 | 213 | 8 | 1 | 12 | 1 | 0 | 0 | 0 | 0 | 0 | 1 | 1 | 0 | 0 | 0 | 0 | 0 | 0 | 0 | 8 | 1 | 7 | 31
5101 | 213 | 8 | 1 | 13 | 1 | 0 | 0 | 0 | 0 | 0 | 1 | 1 | 0 | 0 | 0 | 0 | 0 | 0 | 0 | 8 | 1 | 7 | 31
5102 | 213 | 8 | 1 | 14 | 1 | 0 | 0 | 0 | 0 | 1 | 0 | 1 | 0 | 0 | 0 | 0 | 0 | 0 | 0 | 8 | 1 | 7 | 31
5103 | 213 | 8 | 1 | 15 | 1 | 0 | 0 | 0 | 0 | 1 | 0 | 1 | 0 | 0 | 0 | 0 | 0 | 0 | 0 | 8 | 1 | 7 | 31
5104 | 213 | 8 | 1 | 16 | 1 | 0 | 0 | 0 | 0 | 1 | 0 | 1 | 0 | 0 | 0 | 0 | 0 | 0 | 0 | 8 | 1 | 7 | 31
5105 | 213 | 8 | 1 | 17 | 1 | 0 | 0 | 0 | 0 | 1 | 0 | 1 | 0 | 0 | 0 | 0 | 0 | 0 | 0 | 8 | 1 | 7 | 31
5106 | 213 | 8 | 1 | 18 | 1 | 0 | 0 | 0 | 0 | 1 | 0 | 1 | 0 | 0 | 0 | 0 | 0 | 0 | 0 | 8 | 1 | 7 | 31
5107 | 213 | 8 | 1 | 19 | 1 | 0 | 0 | 0 | 0 | 1 | 0 | 1 | 0 | 0 | 0 | 0 | 0 | 0 | 0 | 8 | 1 | 7 | 31
5108 | 213 | 8 | 1 | 20 | 1 | 0 | 0 | 0 | 0 | 0 | 1 | 1 | 0 | 0 | 0 | 0 | 0 | 0 | 0 | 8 | 1 | 7 | 31
5109 | 213 | 8 | 1 | 21 | 1 | 0 | 0 | 0 | 0 | 0 | 1 | 1 | 0 | 0 | 0 | 0 | 0 | 0 | 0 | 8 | 1 | 7 | 31
5110 | 213 | 8 | 1 | 22 | 1 | 0 | 0 | 0 | 0 | 0 | 1 | 1 | 0 | 0 | 0 | 0 | 0 | 0 | 0 | 8 | 1 | 7 | 31
5111 | 213 | 8 | 1 | 23 | 1 | 0 | 0 | 0 | 0 | 0 | 1 | 1 | 0 | 0 | 0 | 0 | 0 | 0 | 0 | 8 | 1 | 7 | 31
5112 | 213 | 8 | 1 | 24 | 1 | 0 | 0 | 0 | 0 | 0 | 1 | 1 | 0 | 0 | 0 | 0 | 0 | 0 | 0 | 8 | 1 | 7 | 31
5113 | 214 | 8 | 2 | 1 | 1 | 0 | 0 | 0 | 0 | 0 | 1 | 1 | 0 | 0 | 0 | 0 | 0 | 0 | 0 | 8 | 2 | 8 | 1
5114 | 214 | 8 | 2 | 2 | 1 | 0 | 0 | 0 | 0 | 0 | 1 | 1 | 0 | 0 | 0 | 0 | 0 | 0 | 0 | 8 | 2 | 8 | 1
5115 | 214 | 8 | 2 | 3 | 1 | 0 | 0 | 0 | 0 | 0 | 1 | 1 | 0 | 0 | 0 | 0 | 0 | 0 | 0 | 8 | 2 | 8 | 1
5116 | 214 | 8 | 2 | 4 | 1 | 0 | 0 | 0 | 0 | 0 | 1 | 1 | 0 | 0 | 0 | 0 | 0 | 0 | 0 | 8 | 2 | 8 | 1
5117 | 214 | 8 | 2 | 5 | 1 | 0 | 0 | 0 | 0 | 0 | 1 | 1 | 0 | 0 | 0 | 0 | 0 | 0 | 0 | 8 | 2 | 8 | 1
5118 | 214 | 8 | 2 | 6 | 1 | 0 | 0 | 0 | 0 | 0 | 1 | 1 | 0 | 0 | 0 | 0 | 0 | 0 | 0 | 8 | 2 | 8 | 1
5119 | 214 | 8 | 2 | 7 | 1 | 0 | 0 | 0 | 0 | 0 | 1 | 1 | 0 | 0 | 0 | 0 | 0 | 0 | 0 | 8 | 2 | 8 | 1
5120 | 214 | 8 | 2 | 8 | 1 | 0 | 0 | 0 | 0 | 0 | 1 | 1 | 0 | 0 | 0 | 0 | 0 | 0 | 0 | 8 | 2 | 8 | 1
5121 | 214 | 8 | 2 | 9 | 1 | 0 | 0 | 0 | 0 | 0 | 1 | 1 | 0 | 0 | 0 | 0 | 0 | 0 | 0 | 8 | 2 | 8 | 1
5122 | 214 | 8 | 2 | 10 | 1 | 0 | 0 | 0 | 0 | 0 | 1 | 1 | 0 | 0 | 0 | 0 | 0 | 0 | 0 | 8 | 2 | 8 | 1
5123 | 214 | 8 | 2 | 11 | 1 | 0 | 0 | 0 | 0 | 0 | 1 | 1 | 0 | 0 | 0 | 0 | 0 | 0 | 0 | 8 | 2 | 8 | 1
5124 | 214 | 8 | 2 | 12 | 1 | 0 | 0 | 0 | 0 | 0 | 1 | 1 | 0 | 0 | 0 | 0 | 0 | 0 | 0 | 8 | 2 | 8 | 1
5125 | 214 | 8 | 2 | 13 | 1 | 0 | 0 | 0 | 0 | 0 | 1 | 1 | 0 | 0 | 0 | 0 | 0 | 0 | 0 | 8 | 2 | 8 | 1
5126 | 214 | 8 | 2 | 14 | 1 | 0 | 0 | 0 | 0 | 1 | 0 | 1 | 0 | 0 | 0 | 0 | 0 | 0 | 0 | 8 | 2 | 8 | 1
5127 | 214 | 8 | 2 | 15 | 1 | 0 | 0 | 0 | 0 | 1 | 0 | 1 | 0 | 0 | 0 | 0 | 0 | 0 | 0 | 8 | 2 | 8 | 1
5128 | 214 | 8 | 2 | 16 | 1 | 0 | 0 | 0 | 0 | 1 | 0 | 1 | 0 | 0 | 0 | 0 | 0 | 0 | 0 | 8 | 2 | 8 | 1
5129 | 214 | 8 | 2 | 17 | 1 | 0 | 0 | 0 | 0 | 1 | 0 | 1 | 0 | 0 | 0 | 0 | 0 | 0 | 0 | 8 | 2 | 8 | 1
5130 | 214 | 8 | 2 | 18 | 1 | 0 | 0 | 0 | 0 | 1 | 0 | 1 | 0 | 0 | 0 | 0 | 0 | 0 | 0 | 8 | 2 | 8 | 1
5131 | 214 | 8 | 2 | 19 | 1 | 0 | 0 | 0 | 0 | 1 | 0 | 1 | 0 | 0 | 0 | 0 | 0 | 0 | 0 | 8 | 2 | 8 | 1
5132 | 214 | 8 | 2 | 20 | 1 | 0 | 0 | 0 | 0 | 0 | 1 | 1 | 0 | 0 | 0 | 0 | 0 | 0 | 0 | 8 | 2 | 8 | 1
5133 | 214 | 8 | 2 | 21 | 1 | 0 | 0 | 0 | 0 | 0 | 1 | 1 | 0 | 0 | 0 | 0 | 0 | 0 | 0 | 8 | 2 | 8 | 1
5134 | 214 | 8 | 2 | 22 | 1 | 0 | 0 | 0 | 0 | 0 | 1 | 1 | 0 | 0 | 0 | 0 | 0 | 0 | 0 | 8 | 2 | 8 | 1
5135 | 214 | 8 | 2 | 23 | 1 | 0 | 0 | 0 | 0 | 0 | 1 | 1 | 0 | 0 | 0 | 0 | 0 | 0 | 0 | 8 | 2 | 8 | 1
5136 | 214 | 8 | 2 | 24 | 1 | 0 | 0 | 0 | 0 | 0 | 1 | 1 | 0 | 0 | 0 | 0 | 0 | 0 | 0 | 8 | 2 | 8 | 1
5137 | 215 | 8 | 3 | 1 | 1 | 0 | 0 | 0 | 0 | 0 | 1 | 1 | 0 | 0 | 0 | 0 | 0 | 0 | 0 | 8 | 3 | 8 | 2
5138 | 215 | 8 | 3 | 2 | 1 | 0 | 0 | 0 | 0 | 0 | 1 | 1 | 0 | 0 | 0 | 0 | 0 | 0 | 0 | 8 | 3 | 8 | 2
5139 | 215 | 8 | 3 | 3 | 1 | 0 | 0 | 0 | 0 | 0 | 1 | 1 | 0 | 0 | 0 | 0 | 0 | 0 | 0 | 8 | 3 | 8 | 2
5140 | 215 | 8 | 3 | 4 | 1 | 0 | 0 | 0 | 0 | 0 | 1 | 1 | 0 | 0 | 0 | 0 | 0 | 0 | 0 | 8 | 3 | 8 | 2
5141 | 215 | 8 | 3 | 5 | 1 | 0 | 0 | 0 | 0 | 0 | 1 | 1 | 0 | 0 | 0 | 0 | 0 | 0 | 0 | 8 | 3 | 8 | 2
5142 | 215 | 8 | 3 | 6 | 1 | 0 | 0 | 0 | 0 | 0 | 1 | 1 | 0 | 0 | 0 | 0 | 0 | 0 | 0 | 8 | 3 | 8 | 2
5143 | 215 | 8 | 3 | 7 | 1 | 0 | 0 | 0 | 0 | 0 | 1 | 1 | 0 | 0 | 0 | 0 | 0 | 0 | 0 | 8 | 3 | 8 | 2
5144 | 215 | 8 | 3 | 8 | 1 | 0 | 0 | 0 | 0 | 0 | 1 | 1 | 0 | 0 | 0 | 0 | 0 | 0 | 0 | 8 | 3 | 8 | 2
5145 | 215 | 8 | 3 | 9 | 1 | 0 | 0 | 0 | 0 | 0 | 1 | 1 | 0 | 0 | 0 | 0 | 0 | 0 | 0 | 8 | 3 | 8 | 2
5146 | 215 | 8 | 3 | 10 | 1 | 0 | 0 | 0 | 0 | 0 | 1 | 1 | 0 | 0 | 0 | 0 | 0 | 0 | 0 | 8 | 3 | 8 | 2
5147 | 215 | 8 | 3 | 11 | 1 | 0 | 0 | 0 | 0 | 0 | 1 | 1 | 0 | 0 | 0 | 0 | 0 | 0 | 0 | 8 | 3 | 8 | 2
5148 | 215 | 8 | 3 | 12 | 1 | 0 | 0 | 0 | 0 | 0 | 1 | 1 | 0 | 0 | 0 | 0 | 0 | 0 | 0 | 8 | 3 | 8 | 2
5149 | 215 | 8 | 3 | 13 | 1 | 0 | 0 | 0 | 0 | 0 | 1 | 1 | 0 | 0 | 0 | 0 | 0 | 0 | 0 | 8 | 3 | 8 | 2
5150 | 215 | 8 | 3 | 14 | 1 | 0 | 0 | 0 | 0 | 1 | 0 | 1 | 0 | 0 | 0 | 0 | 0 | 0 | 0 | 8 | 3 | 8 | 2
5151 | 215 | 8 | 3 | 15 | 1 | 0 | 0 | 0 | 0 | 1 | 0 | 1 | 0 | 0 | 0 | 0 | 0 | 0 | 0 | 8 | 3 | 8 | 2
5152 | 215 | 8 | 3 | 16 | 1 | 0 | 0 | 0 | 0 | 1 | 0 | 1 | 0 | 0 | 0 | 0 | 0 | 0 | 0 | 8 | 3 | 8 | 2
5153 | 215 | 8 | 3 | 17 | 1 | 0 | 0 | 0 | 0 | 1 | 0 | 1 | 0 | 0 | 0 | 0 | 0 | 0 | 0 | 8 | 3 | 8 | 2
5154 | 215 | 8 | 3 | 18 | 1 | 0 | 0 | 0 | 0 | 1 | 0 | 1 | 0 | 0 | 0 | 0 | 0 | 0 | 0 | 8 | 3 | 8 | 2
5155 | 215 | 8 | 3 | 19 | 1 | 0 | 0 | 0 | 0 | 1 | 0 | 1 | 0 | 0 | 0 | 0 | 0 | 0 | 0 | 8 | 3 | 8 | 2
5156 | 215 | 8 | 3 | 20 | 1 | 0 | 0 | 0 | 0 | 0 | 1 | 1 | 0 | 0 | 0 | 0 | 0 | 0 | 0 | 8 | 3 | 8 | 2
5157 | 215 | 8 | 3 | 21 | 1 | 0 | 0 | 0 | 0 | 0 | 1 | 1 | 0 | 0 | 0 | 0 | 0 | 0 | 0 | 8 | 3 | 8 | 2
5158 | 215 | 8 | 3 | 22 | 1 | 0 | 0 | 0 | 0 | 0 | 1 | 1 | 0 | 0 | 0 | 0 | 0 | 0 | 0 | 8 | 3 | 8 | 2
5159 | 215 | 8 | 3 | 23 | 1 | 0 | 0 | 0 | 0 | 0 | 1 | 1 | 0 | 0 | 0 | 0 | 0 | 0 | 0 | 8 | 3 | 8 | 2
5160 | 215 | 8 | 3 | 24 | 1 | 0 | 0 | 0 | 0 | 0 | 1 | 1 | 0 | 0 | 0 | 0 | 0 | 0 | 0 | 8 | 3 | 8 | 2
5161 | 216 | 8 | 4 | 1 | 1 | 0 | 0 | 0 | 0 | 0 | 1 | 1 | 0 | 0 | 0 | 0 | 0 | 0 | 0 | 8 | 4 | 8 | 3
5162 | 216 | 8 | 4 | 2 | 1 | 0 | 0 | 0 | 0 | 0 | 1 | 1 | 0 | 0 | 0 | 0 | 0 | 0 | 0 | 8 | 4 | 8 | 3
5163 | 216 | 8 | 4 | 3 | 1 | 0 | 0 | 0 | 0 | 0 | 1 | 1 | 0 | 0 | 0 | 0 | 0 | 0 | 0 | 8 | 4 | 8 | 3
5164 | 216 | 8 | 4 | 4 | 1 | 0 | 0 | 0 | 0 | 0 | 1 | 1 | 0 | 0 | 0 | 0 | 0 | 0 | 0 | 8 | 4 | 8 | 3
5165 | 216 | 8 | 4 | 5 | 1 | 0 | 0 | 0 | 0 | 0 | 1 | 1 | 0 | 0 | 0 | 0 | 0 | 0 | 0 | 8 | 4 | 8 | 3
5166 | 216 | 8 | 4 | 6 | 1 | 0 | 0 | 0 | 0 | 0 | 1 | 1 | 0 | 0 | 0 | 0 | 0 | 0 | 0 | 8 | 4 | 8 | 3
5167 | 216 | 8 | 4 | 7 | 1 | 0 | 0 | 0 | 0 | 0 | 1 | 1 | 0 | 0 | 0 | 0 | 0 | 0 | 0 | 8 | 4 | 8 | 3
5168 | 216 | 8 | 4 | 8 | 1 | 0 | 0 | 0 | 0 | 0 | 1 | 1 | 0 | 0 | 0 | 0 | 0 | 0 | 0 | 8 | 4 | 8 | 3
5169 | 216 | 8 | 4 | 9 | 1 | 0 | 0 | 0 | 0 | 0 | 1 | 1 | 0 | 0 | 0 | 0 | 0 | 0 | 0 | 8 | 4 | 8 | 3
5170 | 216 | 8 | 4 | 10 | 1 | 0 | 0 | 0 | 0 | 0 | 1 | 1 | 0 | 0 | 0 | 0 | 0 | 0 | 0 | 8 | 4 | 8 | 3
5171 | 216 | 8 | 4 | 11 | 1 | 0 | 0 | 0 | 0 | 0 | 1 | 1 | 0 | 0 | 0 | 0 | 0 | 0 | 0 | 8 | 4 | 8 | 3
5172 | 216 | 8 | 4 | 12 | 1 | 0 | 0 | 0 | 0 | 0 | 1 | 1 | 0 | 0 | 0 | 0 | 0 | 0 | 0 | 8 | 4 | 8 | 3
5173 | 216 | 8 | 4 | 13 | 1 | 0 | 0 | 0 | 0 | 0 | 1 | 1 | 0 | 0 | 0 | 0 | 0 | 0 | 0 | 8 | 4 | 8 | 3
5174 | 216 | 8 | 4 | 14 | 1 | 0 | 0 | 0 | 0 | 1 | 0 | 1 | 0 | 0 | 0 | 0 | 0 | 0 | 0 | 8 | 4 | 8 | 3
5175 | 216 | 8 | 4 | 15 | 1 | 0 | 0 | 0 | 0 | 1 | 0 | 1 | 0 | 0 | 0 | 0 | 0 | 0 | 0 | 8 | 4 | 8 | 3
5176 | 216 | 8 | 4 | 16 | 1 | 0 | 0 | 0 | 0 | 1 | 0 | 1 | 0 | 0 | 0 | 0 | 0 | 0 | 0 | 8 | 4 | 8 | 3
5177 | 216 | 8 | 4 | 17 | 1 | 0 | 0 | 0 | 0 | 1 | 0 | 1 | 0 | 0 | 0 | 0 | 0 | 0 | 0 | 8 | 4 | 8 | 3
5178 | 216 | 8 | 4 | 18 | 1 | 0 | 0 | 0 | 0 | 1 | 0 | 1 | 0 | 0 | 0 | 0 | 0 | 0 | 0 | 8 | 4 | 8 | 3
5179 | 216 | 8 | 4 | 19 | 1 | 0 | 0 | 0 | 0 | 1 | 0 | 1 | 0 | 0 | 0 | 0 | 0 | 0 | 0 | 8 | 4 | 8 | 3
5180 | 216 | 8 | 4 | 20 | 1 | 0 | 0 | 0 | 0 | 0 | 1 | 1 | 0 | 0 | 0 | 0 | 0 | 0 | 0 | 8 | 4 | 8 | 3
5181 | 216 | 8 | 4 | 21 | 1 | 0 | 0 | 0 | 0 | 0 | 1 | 1 | 0 | 0 | 0 | 0 | 0 | 0 | 0 | 8 | 4 | 8 | 3
5182 | 216 | 8 | 4 | 22 | 1 | 0 | 0 | 0 | 0 | 0 | 1 | 1 | 0 | 0 | 0 | 0 | 0 | 0 | 0 | 8 | 4 | 8 | 3
5183 | 216 | 8 | 4 | 23 | 1 | 0 | 0 | 0 | 0 | 0 | 1 | 1 | 0 | 0 | 0 | 0 | 0 | 0 | 0 | 8 | 4 | 8 | 3
5184 | 216 | 8 | 4 | 24 | 1 | 0 | 0 | 0 | 0 | 0 | 1 | 1 | 0 | 0 | 0 | 0 | 0 | 0 | 0 | 8 | 4 | 8 | 3
5185 | 217 | 8 | 5 | 1 | 0 | 0 | 0 | 0 | 0 | 0 | 1 | 1 | 0 | 0 | 0 | 0 | 0 | 0 | 0 | 8 | 5 | 8 | 4
5186 | 217 | 8 | 5 | 2 | 0 | 0 | 0 | 0 | 0 | 0 | 1 | 1 | 0 | 0 | 0 | 0 | 0 | 0 | 0 | 8 | 5 | 8 | 4
5187 | 217 | 8 | 5 | 3 | 0 | 0 | 0 | 0 | 0 | 0 | 1 | 1 | 0 | 0 | 0 | 0 | 0 | 0 | 0 | 8 | 5 | 8 | 4
5188 | 217 | 8 | 5 | 4 | 0 | 0 | 0 | 0 | 0 | 0 | 1 | 1 | 0 | 0 | 0 | 0 | 0 | 0 | 0 | 8 | 5 | 8 | 4
5189 | 217 | 8 | 5 | 5 | 0 | 0 | 0 | 0 | 0 | 0 | 1 | 1 | 0 | 0 | 0 | 0 | 0 | 0 | 0 | 8 | 5 | 8 | 4
5190 | 217 | 8 | 5 | 6 | 0 | 0 | 0 | 0 | 0 | 0 | 1 | 1 | 0 | 0 | 0 | 0 | 0 | 0 | 0 | 8 | 5 | 8 | 4
5191 | 217 | 8 | 5 | 7 | 0 | 0 | 0 | 0 | 0 | 0 | 1 | 1 | 0 | 0 | 0 | 0 | 0 | 0 | 0 | 8 | 5 | 8 | 4
5192 | 217 | 8 | 5 | 8 | 0 | 0 | 0 | 0 | 0 | 0 | 1 | 1 | 0 | 0 | 0 | 0 | 0 | 0 | 0 | 8 | 5 | 8 | 4
5193 | 217 | 8 | 5 | 9 | 0 | 0 | 0 | 0 | 0 | 0 | 1 | 1 | 0 | 0 | 0 | 0 | 0 | 0 | 0 | 8 | 5 | 8 | 4
5194 | 217 | 8 | 5 | 10 | 0 | 0 | 0 | 0 | 0 | 0 | 1 | 1 | 0 | 0 | 0 | 0 | 0 | 0 | 0 | 8 | 5 | 8 | 4
5195 | 217 | 8 | 5 | 11 | 0 | 0 | 0 | 0 | 0 | 0 | 1 | 1 | 0 | 0 | 0 | 0 | 0 | 0 | 0 | 8 | 5 | 8 | 4
5196 | 217 | 8 | 5 | 12 | 0 | 0 | 0 | 0 | 0 | 0 | 1 | 1 | 0 | 0 | 0 | 0 | 0 | 0 | 0 | 8 | 5 | 8 | 4
5197 | 217 | 8 | 5 | 13 | 0 | 0 | 0 | 0 | 0 | 0 | 1 | 1 | 0 | 0 | 0 | 0 | 0 | 0 | 0 | 8 | 5 | 8 | 4
5198 | 217 | 8 | 5 | 14 | 0 | 0 | 0 | 0 | 0 | 0 | 1 | 1 | 0 | 0 | 0 | 0 | 0 | 0 | 0 | 8 | 5 | 8 | 4
5199 | 217 | 8 | 5 | 15 | 0 | 0 | 0 | 0 | 0 | 0 | 1 | 1 | 0 | 0 | 0 | 0 | 0 | 0 | 0 | 8 | 5 | 8 | 4
5200 | 217 | 8 | 5 | 16 | 0 | 0 | 0 | 0 | 0 | 0 | 1 | 1 | 0 | 0 | 0 | 0 | 0 | 0 | 0 | 8 | 5 | 8 | 4
5201 | 217 | 8 | 5 | 17 | 0 | 0 | 0 | 0 | 0 | 0 | 1 | 1 | 0 | 0 | 0 | 0 | 0 | 0 | 0 | 8 | 5 | 8 | 4
5202 | 217 | 8 | 5 | 18 | 0 | 0 | 0 | 0 | 0 | 0 | 1 | 1 | 0 | 0 | 0 | 0 | 0 | 0 | 0 | 8 | 5 | 8 | 4
5203 | 217 | 8 | 5 | 19 | 0 | 0 | 0 | 0 | 0 | 0 | 1 | 1 | 0 | 0 | 0 | 0 | 0 | 0 | 0 | 8 | 5 | 8 | 4
5204 | 217 | 8 | 5 | 20 | 0 | 0 | 0 | 0 | 0 | 0 | 1 | 1 | 0 | 0 | 0 | 0 | 0 | 0 | 0 | 8 | 5 | 8 | 4
5205 | 217 | 8 | 5 | 21 | 0 | 0 | 0 | 0 | 0 | 0 | 1 | 1 | 0 | 0 | 0 | 0 | 0 | 0 | 0 | 8 | 5 | 8 | 4
5206 | 217 | 8 | 5 | 22 | 0 | 0 | 0 | 0 | 0 | 0 | 1 | 1 | 0 | 0 | 0 | 0 | 0 | 0 | 0 | 8 | 5 | 8 | 4
5207 | 217 | 8 | 5 | 23 | 0 | 0 | 0 | 0 | 0 | 0 | 1 | 1 | 0 | 0 | 0 | 0 | 0 | 0 | 0 | 8 | 5 | 8 | 4
5208 | 217 | 8 | 5 | 24 | 0 | 0 | 0 | 0 | 0 | 0 | 1 | 1 | 0 | 0 | 0 | 0 | 0 | 0 | 0 | 8 | 5 | 8 | 4
5209 | 218 | 8 | 6 | 1 | 0 | 0 | 0 | 0 | 0 | 0 | 1 | 1 | 0 | 0 | 0 | 0 | 0 | 0 | 0 | 8 | 6 | 8 | 5
5210 | 218 | 8 | 6 | 2 | 0 | 0 | 0 | 0 | 0 | 0 | 1 | 1 | 0 | 0 | 0 | 0 | 0 | 0 | 0 | 8 | 6 | 8 | 5
5211 | 218 | 8 | 6 | 3 | 0 | 0 | 0 | 0 | 0 | 0 | 1 | 1 | 0 | 0 | 0 | 0 | 0 | 0 | 0 | 8 | 6 | 8 | 5
5212 | 218 | 8 | 6 | 4 | 0 | 0 | 0 | 0 | 0 | 0 | 1 | 1 | 0 | 0 | 0 | 0 | 0 | 0 | 0 | 8 | 6 | 8 | 5
5213 | 218 | 8 | 6 | 5 | 0 | 0 | 0 | 0 | 0 | 0 | 1 | 1 | 0 | 0 | 0 | 0 | 0 | 0 | 0 | 8 | 6 | 8 | 5
5214 | 218 | 8 | 6 | 6 | 0 | 0 | 0 | 0 | 0 | 0 | 1 | 1 | 0 | 0 | 0 | 0 | 0 | 0 | 0 | 8 | 6 | 8 | 5
5215 | 218 | 8 | 6 | 7 | 0 | 0 | 0 | 0 | 0 | 0 | 1 | 1 | 0 | 0 | 0 | 0 | 0 | 0 | 0 | 8 | 6 | 8 | 5
5216 | 218 | 8 | 6 | 8 | 0 | 0 | 0 | 0 | 0 | 0 | 1 | 1 | 0 | 0 | 0 | 0 | 0 | 0 | 0 | 8 | 6 | 8 | 5
5217 | 218 | 8 | 6 | 9 | 0 | 0 | 0 | 0 | 0 | 0 | 1 | 1 | 0 | 0 | 0 | 0 | 0 | 0 | 0 | 8 | 6 | 8 | 5
5218 | 218 | 8 | 6 | 10 | 0 | 0 | 0 | 0 | 0 | 0 | 1 | 1 | 0 | 0 | 0 | 0 | 0 | 0 | 0 | 8 | 6 | 8 | 5
5219 | 218 | 8 | 6 | 11 | 0 | 0 | 0 | 0 | 0 | 0 | 1 | 1 | 0 | 0 | 0 | 0 | 0 | 0 | 0 | 8 | 6 | 8 | 5
5220 | 218 | 8 | 6 | 12 | 0 | 0 | 0 | 0 | 0 | 0 | 1 | 1 | 0 | 0 | 0 | 0 | 0 | 0 | 0 | 8 | 6 | 8 | 5
5221 | 218 | 8 | 6 | 13 | 0 | 0 | 0 | 0 | 0 | 0 | 1 | 1 | 0 | 0 | 0 | 0 | 0 | 0 | 0 | 8 | 6 | 8 | 5
5222 | 218 | 8 | 6 | 14 | 0 | 0 | 0 | 0 | 0 | 0 | 1 | 1 | 0 | 0 | 0 | 0 | 0 | 0 | 0 | 8 | 6 | 8 | 5
5223 | 218 | 8 | 6 | 15 | 0 | 0 | 0 | 0 | 0 | 0 | 1 | 1 | 0 | 0 | 0 | 0 | 0 | 0 | 0 | 8 | 6 | 8 | 5
5224 | 218 | 8 | 6 | 16 | 0 | 0 | 0 | 0 | 0 | 0 | 1 | 1 | 0 | 0 | 0 | 0 | 0 | 0 | 0 | 8 | 6 | 8 | 5
5225 | 218 | 8 | 6 | 17 | 0 | 0 | 0 | 0 | 0 | 0 | 1 | 1 | 0 | 0 | 0 | 0 | 0 | 0 | 0 | 8 | 6 | 8 | 5
5226 | 218 | 8 | 6 | 18 | 0 | 0 | 0 | 0 | 0 | 0 | 1 | 1 | 0 | 0 | 0 | 0 | 0 | 0 | 0 | 8 | 6 | 8 | 5
5227 | 218 | 8 | 6 | 19 | 0 | 0 | 0 | 0 | 0 | 0 | 1 | 1 | 0 | 0 | 0 | 0 | 0 | 0 | 0 | 8 | 6 | 8 | 5
5228 | 218 | 8 | 6 | 20 | 0 | 0 | 0 | 0 | 0 | 0 | 1 | 1 | 0 | 0 | 0 | 0 | 0 | 0 | 0 | 8 | 6 | 8 | 5
5229 | 218 | 8 | 6 | 21 | 0 | 0 | 0 | 0 | 0 | 0 | 1 | 1 | 0 | 0 | 0 | 0 | 0 | 0 | 0 | 8 | 6 | 8 | 5
5230 | 218 | 8 | 6 | 22 | 0 | 0 | 0 | 0 | 0 | 0 | 1 | 1 | 0 | 0 | 0 | 0 | 0 | 0 | 0 | 8 | 6 | 8 | 5
5231 | 218 | 8 | 6 | 23 | 0 | 0 | 0 | 0 | 0 | 0 | 1 | 1 | 0 | 0 | 0 | 0 | 0 | 0 | 0 | 8 | 6 | 8 | 5
5232 | 218 | 8 | 6 | 24 | 0 | 0 | 0 | 0 | 0 | 0 | 1 | 1 | 0 | 0 | 0 | 0 | 0 | 0 | 0 | 8 | 6 | 8 | 5
5233 | 219 | 8 | 7 | 1 | 1 | 0 | 0 | 0 | 0 | 0 | 1 | 1 | 0 | 0 | 0 | 0 | 0 | 0 | 0 | 8 | 7 | 8 | 6
5234 | 219 | 8 | 7 | 2 | 1 | 0 | 0 | 0 | 0 | 0 | 1 | 1 | 0 | 0 | 0 | 0 | 0 | 0 | 0 | 8 | 7 | 8 | 6
5235 | 219 | 8 | 7 | 3 | 1 | 0 | 0 | 0 | 0 | 0 | 1 | 1 | 0 | 0 | 0 | 0 | 0 | 0 | 0 | 8 | 7 | 8 | 6
5236 | 219 | 8 | 7 | 4 | 1 | 0 | 0 | 0 | 0 | 0 | 1 | 1 | 0 | 0 | 0 | 0 | 0 | 0 | 0 | 8 | 7 | 8 | 6
5237 | 219 | 8 | 7 | 5 | 1 | 0 | 0 | 0 | 0 | 0 | 1 | 1 | 0 | 0 | 0 | 0 | 0 | 0 | 0 | 8 | 7 | 8 | 6
5238 | 219 | 8 | 7 | 6 | 1 | 0 | 0 | 0 | 0 | 0 | 1 | 1 | 0 | 0 | 0 | 0 | 0 | 0 | 0 | 8 | 7 | 8 | 6
5239 | 219 | 8 | 7 | 7 | 1 | 0 | 0 | 0 | 0 | 0 | 1 | 1 | 0 | 0 | 0 | 0 | 0 | 0 | 0 | 8 | 7 | 8 | 6
5240 | 219 | 8 | 7 | 8 | 1 | 0 | 0 | 0 | 0 | 0 | 1 | 1 | 0 | 0 | 0 | 0 | 0 | 0 | 0 | 8 | 7 | 8 | 6
5241 | 219 | 8 | 7 | 9 | 1 | 0 | 0 | 0 | 0 | 0 | 1 | 1 | 0 | 0 | 0 | 0 | 0 | 0 | 0 | 8 | 7 | 8 | 6
5242 | 219 | 8 | 7 | 10 | 1 | 0 | 0 | 0 | 0 | 0 | 1 | 1 | 0 | 0 | 0 | 0 | 0 | 0 | 0 | 8 | 7 | 8 | 6
5243 | 219 | 8 | 7 | 11 | 1 | 0 | 0 | 0 | 0 | 0 | 1 | 1 | 0 | 0 | 0 | 0 | 0 | 0 | 0 | 8 | 7 | 8 | 6
5244 | 219 | 8 | 7 | 12 | 1 | 0 | 0 | 0 | 0 | 0 | 1 | 1 | 0 | 0 | 0 | 0 | 0 | 0 | 0 | 8 | 7 | 8 | 6
5245 | 219 | 8 | 7 | 13 | 1 | 0 | 0 | 0 | 0 | 0 | 1 | 1 | 0 | 0 | 0 | 0 | 0 | 0 | 0 | 8 | 7 | 8 | 6
5246 | 219 | 8 | 7 | 14 | 1 | 0 | 0 | 0 | 0 | 1 | 0 | 1 | 0 | 0 | 0 | 0 | 0 | 0 | 0 | 8 | 7 | 8 | 6
5247 | 219 | 8 | 7 | 15 | 1 | 0 | 0 | 0 | 0 | 1 | 0 | 1 | 0 | 0 | 0 | 0 | 0 | 0 | 0 | 8 | 7 | 8 | 6
5248 | 219 | 8 | 7 | 16 | 1 | 0 | 0 | 0 | 0 | 1 | 0 | 1 | 0 | 0 | 0 | 0 | 0 | 0 | 0 | 8 | 7 | 8 | 6
5249 | 219 | 8 | 7 | 17 | 1 | 0 | 0 | 0 | 0 | 1 | 0 | 1 | 0 | 0 | 0 | 0 | 0 | 0 | 0 | 8 | 7 | 8 | 6
5250 | 219 | 8 | 7 | 18 | 1 | 0 | 0 | 0 | 0 | 1 | 0 | 1 | 0 | 0 | 0 | 0 | 0 | 0 | 0 | 8 | 7 | 8 | 6
5251 | 219 | 8 | 7 | 19 | 1 | 0 | 0 | 0 | 0 | 1 | 0 | 1 | 0 | 0 | 0 | 0 | 0 | 0 | 0 | 8 | 7 | 8 | 6
5252 | 219 | 8 | 7 | 20 | 1 | 0 | 0 | 0 | 0 | 0 | 1 | 1 | 0 | 0 | 0 | 0 | 0 | 0 | 0 | 8 | 7 | 8 | 6
5253 | 219 | 8 | 7 | 21 | 1 | 0 | 0 | 0 | 0 | 0 | 1 | 1 | 0 | 0 | 0 | 0 | 0 | 0 | 0 | 8 | 7 | 8 | 6
5254 | 219 | 8 | 7 | 22 | 1 | 0 | 0 | 0 | 0 | 0 | 1 | 1 | 0 | 0 | 0 | 0 | 0 | 0 | 0 | 8 | 7 | 8 | 6
5255 | 219 | 8 | 7 | 23 | 1 | 0 | 0 | 0 | 0 | 0 | 1 | 1 | 0 | 0 | 0 | 0 | 0 | 0 | 0 | 8 | 7 | 8 | 6
5256 | 219 | 8 | 7 | 24 | 1 | 0 | 0 | 0 | 0 | 0 | 1 | 1 | 0 | 0 | 0 | 0 | 0 | 0 | 0 | 8 | 7 | 8 | 6
5257 | 220 | 8 | 8 | 1 | 1 | 0 | 0 | 0 | 0 | 0 | 1 | 1 | 0 | 0 | 0 | 0 | 0 | 0 | 0 | 8 | 8 | 8 | 7
5258 | 220 | 8 | 8 | 2 | 1 | 0 | 0 | 0 | 0 | 0 | 1 | 1 | 0 | 0 | 0 | 0 | 0 | 0 | 0 | 8 | 8 | 8 | 7
5259 | 220 | 8 | 8 | 3 | 1 | 0 | 0 | 0 | 0 | 0 | 1 | 1 | 0 | 0 | 0 | 0 | 0 | 0 | 0 | 8 | 8 | 8 | 7
5260 | 220 | 8 | 8 | 4 | 1 | 0 | 0 | 0 | 0 | 0 | 1 | 1 | 0 | 0 | 0 | 0 | 0 | 0 | 0 | 8 | 8 | 8 | 7
5261 | 220 | 8 | 8 | 5 | 1 | 0 | 0 | 0 | 0 | 0 | 1 | 1 | 0 | 0 | 0 | 0 | 0 | 0 | 0 | 8 | 8 | 8 | 7
5262 | 220 | 8 | 8 | 6 | 1 | 0 | 0 | 0 | 0 | 0 | 1 | 1 | 0 | 0 | 0 | 0 | 0 | 0 | 0 | 8 | 8 | 8 | 7
5263 | 220 | 8 | 8 | 7 | 1 | 0 | 0 | 0 | 0 | 0 | 1 | 1 | 0 | 0 | 0 | 0 | 0 | 0 | 0 | 8 | 8 | 8 | 7
5264 | 220 | 8 | 8 | 8 | 1 | 0 | 0 | 0 | 0 | 0 | 1 | 1 | 0 | 0 | 0 | 0 | 0 | 0 | 0 | 8 | 8 | 8 | 7
5265 | 220 | 8 | 8 | 9 | 1 | 0 | 0 | 0 | 0 | 0 | 1 | 1 | 0 | 0 | 0 | 0 | 0 | 0 | 0 | 8 | 8 | 8 | 7
5266 | 220 | 8 | 8 | 10 | 1 | 0 | 0 | 0 | 0 | 0 | 1 | 1 | 0 | 0 | 0 | 0 | 0 | 0 | 0 | 8 | 8 | 8 | 7
5267 | 220 | 8 | 8 | 11 | 1 | 0 | 0 | 0 | 0 | 0 | 1 | 1 | 0 | 0 | 0 | 0 | 0 | 0 | 0 | 8 | 8 | 8 | 7
5268 | 220 | 8 | 8 | 12 | 1 | 0 | 0 | 0 | 0 | 0 | 1 | 1 | 0 | 0 | 0 | 0 | 0 | 0 | 0 | 8 | 8 | 8 | 7
5269 | 220 | 8 | 8 | 13 | 1 | 0 | 0 | 0 | 0 | 0 | 1 | 1 | 0 | 0 | 0 | 0 | 0 | 0 | 0 | 8 | 8 | 8 | 7
5270 | 220 | 8 | 8 | 14 | 1 | 0 | 0 | 0 | 0 | 1 | 0 | 1 | 0 | 0 | 0 | 0 | 0 | 0 | 0 | 8 | 8 | 8 | 7
5271 | 220 | 8 | 8 | 15 | 1 | 0 | 0 | 0 | 0 | 1 | 0 | 1 | 0 | 0 | 0 | 0 | 0 | 0 | 0 | 8 | 8 | 8 | 7
5272 | 220 | 8 | 8 | 16 | 1 | 0 | 0 | 0 | 0 | 1 | 0 | 1 | 0 | 0 | 0 | 0 | 0 | 0 | 0 | 8 | 8 | 8 | 7
5273 | 220 | 8 | 8 | 17 | 1 | 0 | 0 | 0 | 0 | 1 | 0 | 1 | 0 | 0 | 0 | 0 | 0 | 0 | 0 | 8 | 8 | 8 | 7
5274 | 220 | 8 | 8 | 18 | 1 | 0 | 0 | 0 | 0 | 1 | 0 | 1 | 0 | 0 | 0 | 0 | 0 | 0 | 0 | 8 | 8 | 8 | 7
5275 | 220 | 8 | 8 | 19 | 1 | 0 | 0 | 0 | 0 | 1 | 0 | 1 | 0 | 0 | 0 | 0 | 0 | 0 | 0 | 8 | 8 | 8 | 7
5276 | 220 | 8 | 8 | 20 | 1 | 0 | 0 | 0 | 0 | 0 | 1 | 1 | 0 | 0 | 0 | 0 | 0 | 0 | 0 | 8 | 8 | 8 | 7
5277 | 220 | 8 | 8 | 21 | 1 | 0 | 0 | 0 | 0 | 0 | 1 | 1 | 0 | 0 | 0 | 0 | 0 | 0 | 0 | 8 | 8 | 8 | 7
5278 | 220 | 8 | 8 | 22 | 1 | 0 | 0 | 0 | 0 | 0 | 1 | 1 | 0 | 0 | 0 | 0 | 0 | 0 | 0 | 8 | 8 | 8 | 7
5279 | 220 | 8 | 8 | 23 | 1 | 0 | 0 | 0 | 0 | 0 | 1 | 1 | 0 | 0 | 0 | 0 | 0 | 0 | 0 | 8 | 8 | 8 | 7
5280 | 220 | 8 | 8 | 24 | 1 | 0 | 0 | 0 | 0 | 0 | 1 | 1 | 0 | 0 | 0 | 0 | 0 | 0 | 0 | 8 | 8 | 8 | 7
5281 | 221 | 8 | 9 | 1 | 1 | 0 | 0 | 0 | 0 | 0 | 1 | 1 | 0 | 0 | 0 | 0 | 0 | 0 | 0 | 8 | 9 | 8 | 8
5282 | 221 | 8 | 9 | 2 | 1 | 0 | 0 | 0 | 0 | 0 | 1 | 1 | 0 | 0 | 0 | 0 | 0 | 0 | 0 | 8 | 9 | 8 | 8
5283 | 221 | 8 | 9 | 3 | 1 | 0 | 0 | 0 | 0 | 0 | 1 | 1 | 0 | 0 | 0 | 0 | 0 | 0 | 0 | 8 | 9 | 8 | 8
5284 | 221 | 8 | 9 | 4 | 1 | 0 | 0 | 0 | 0 | 0 | 1 | 1 | 0 | 0 | 0 | 0 | 0 | 0 | 0 | 8 | 9 | 8 | 8
5285 | 221 | 8 | 9 | 5 | 1 | 0 | 0 | 0 | 0 | 0 | 1 | 1 | 0 | 0 | 0 | 0 | 0 | 0 | 0 | 8 | 9 | 8 | 8
5286 | 221 | 8 | 9 | 6 | 1 | 0 | 0 | 0 | 0 | 0 | 1 | 1 | 0 | 0 | 0 | 0 | 0 | 0 | 0 | 8 | 9 | 8 | 8
5287 | 221 | 8 | 9 | 7 | 1 | 0 | 0 | 0 | 0 | 0 | 1 | 1 | 0 | 0 | 0 | 0 | 0 | 0 | 0 | 8 | 9 | 8 | 8
5288 | 221 | 8 | 9 | 8 | 1 | 0 | 0 | 0 | 0 | 0 | 1 | 1 | 0 | 0 | 0 | 0 | 0 | 0 | 0 | 8 | 9 | 8 | 8
5289 | 221 | 8 | 9 | 9 | 1 | 0 | 0 | 0 | 0 | 0 | 1 | 1 | 0 | 0 | 0 | 0 | 0 | 0 | 0 | 8 | 9 | 8 | 8
5290 | 221 | 8 | 9 | 10 | 1 | 0 | 0 | 0 | 0 | 0 | 1 | 1 | 0 | 0 | 0 | 0 | 0 | 0 | 0 | 8 | 9 | 8 | 8
5291 | 221 | 8 | 9 | 11 | 1 | 0 | 0 | 0 | 0 | 0 | 1 | 1 | 0 | 0 | 0 | 0 | 0 | 0 | 0 | 8 | 9 | 8 | 8
5292 | 221 | 8 | 9 | 12 | 1 | 0 | 0 | 0 | 0 | 0 | 1 | 1 | 0 | 0 | 0 | 0 | 0 | 0 | 0 | 8 | 9 | 8 | 8
5293 | 221 | 8 | 9 | 13 | 1 | 0 | 0 | 0 | 0 | 0 | 1 | 1 | 0 | 0 | 0 | 0 | 0 | 0 | 0 | 8 | 9 | 8 | 8
5294 | 221 | 8 | 9 | 14 | 1 | 0 | 0 | 0 | 0 | 1 | 0 | 1 | 0 | 0 | 0 | 0 | 0 | 0 | 0 | 8 | 9 | 8 | 8
5295 | 221 | 8 | 9 | 15 | 1 | 0 | 0 | 0 | 0 | 1 | 0 | 1 | 0 | 0 | 0 | 0 | 0 | 0 | 0 | 8 | 9 | 8 | 8
5296 | 221 | 8 | 9 | 16 | 1 | 0 | 0 | 0 | 0 | 1 | 0 | 1 | 0 | 0 | 0 | 0 | 0 | 0 | 0 | 8 | 9 | 8 | 8
5297 | 221 | 8 | 9 | 17 | 1 | 0 | 0 | 0 | 0 | 1 | 0 | 1 | 0 | 0 | 0 | 0 | 0 | 0 | 0 | 8 | 9 | 8 | 8
5298 | 221 | 8 | 9 | 18 | 1 | 0 | 0 | 0 | 0 | 1 | 0 | 1 | 0 | 0 | 0 | 0 | 0 | 0 | 0 | 8 | 9 | 8 | 8
5299 | 221 | 8 | 9 | 19 | 1 | 0 | 0 | 0 | 0 | 1 | 0 | 1 | 0 | 0 | 0 | 0 | 0 | 0 | 0 | 8 | 9 | 8 | 8
5300 | 221 | 8 | 9 | 20 | 1 | 0 | 0 | 0 | 0 | 0 | 1 | 1 | 0 | 0 | 0 | 0 | 0 | 0 | 0 | 8 | 9 | 8 | 8
5301 | 221 | 8 | 9 | 21 | 1 | 0 | 0 | 0 | 0 | 0 | 1 | 1 | 0 | 0 | 0 | 0 | 0 | 0 | 0 | 8 | 9 | 8 | 8
5302 | 221 | 8 | 9 | 22 | 1 | 0 | 0 | 0 | 0 | 0 | 1 | 1 | 0 | 0 | 0 | 0 | 0 | 0 | 0 | 8 | 9 | 8 | 8
5303 | 221 | 8 | 9 | 23 | 1 | 0 | 0 | 0 | 0 | 0 | 1 | 1 | 0 | 0 | 0 | 0 | 0 | 0 | 0 | 8 | 9 | 8 | 8
5304 | 221 | 8 | 9 | 24 | 1 | 0 | 0 | 0 | 0 | 0 | 1 | 1 | 0 | 0 | 0 | 0 | 0 | 0 | 0 | 8 | 9 | 8 | 8
5305 | 222 | 8 | 10 | 1 | 1 | 0 | 0 | 0 | 0 | 0 | 1 | 1 | 0 | 0 | 0 | 0 | 0 | 0 | 0 | 8 | 10 | 8 | 9
5306 | 222 | 8 | 10 | 2 | 1 | 0 | 0 | 0 | 0 | 0 | 1 | 1 | 0 | 0 | 0 | 0 | 0 | 0 | 0 | 8 | 10 | 8 | 9
5307 | 222 | 8 | 10 | 3 | 1 | 0 | 0 | 0 | 0 | 0 | 1 | 1 | 0 | 0 | 0 | 0 | 0 | 0 | 0 | 8 | 10 | 8 | 9
5308 | 222 | 8 | 10 | 4 | 1 | 0 | 0 | 0 | 0 | 0 | 1 | 1 | 0 | 0 | 0 | 0 | 0 | 0 | 0 | 8 | 10 | 8 | 9
5309 | 222 | 8 | 10 | 5 | 1 | 0 | 0 | 0 | 0 | 0 | 1 | 1 | 0 | 0 | 0 | 0 | 0 | 0 | 0 | 8 | 10 | 8 | 9
5310 | 222 | 8 | 10 | 6 | 1 | 0 | 0 | 0 | 0 | 0 | 1 | 1 | 0 | 0 | 0 | 0 | 0 | 0 | 0 | 8 | 10 | 8 | 9
5311 | 222 | 8 | 10 | 7 | 1 | 0 | 0 | 0 | 0 | 0 | 1 | 1 | 0 | 0 | 0 | 0 | 0 | 0 | 0 | 8 | 10 | 8 | 9
5312 | 222 | 8 | 10 | 8 | 1 | 0 | 0 | 0 | 0 | 0 | 1 | 1 | 0 | 0 | 0 | 0 | 0 | 0 | 0 | 8 | 10 | 8 | 9
5313 | 222 | 8 | 10 | 9 | 1 | 0 | 0 | 0 | 0 | 0 | 1 | 1 | 0 | 0 | 0 | 0 | 0 | 0 | 0 | 8 | 10 | 8 | 9
5314 | 222 | 8 | 10 | 10 | 1 | 0 | 0 | 0 | 0 | 0 | 1 | 1 | 0 | 0 | 0 | 0 | 0 | 0 | 0 | 8 | 10 | 8 | 9
5315 | 222 | 8 | 10 | 11 | 1 | 0 | 0 | 0 | 0 | 0 | 1 | 1 | 0 | 0 | 0 | 0 | 0 | 0 | 0 | 8 | 10 | 8 | 9
5316 | 222 | 8 | 10 | 12 | 1 | 0 | 0 | 0 | 0 | 0 | 1 | 1 | 0 | 0 | 0 | 0 | 0 | 0 | 0 | 8 | 10 | 8 | 9
5317 | 222 | 8 | 10 | 13 | 1 | 0 | 0 | 0 | 0 | 0 | 1 | 1 | 0 | 0 | 0 | 0 | 0 | 0 | 0 | 8 | 10 | 8 | 9
5318 | 222 | 8 | 10 | 14 | 1 | 0 | 0 | 0 | 0 | 1 | 0 | 1 | 0 | 0 | 0 | 0 | 0 | 0 | 0 | 8 | 10 | 8 | 9
5319 | 222 | 8 | 10 | 15 | 1 | 0 | 0 | 0 | 0 | 1 | 0 | 1 | 0 | 0 | 0 | 0 | 0 | 0 | 0 | 8 | 10 | 8 | 9
5320 | 222 | 8 | 10 | 16 | 1 | 0 | 0 | 0 | 0 | 1 | 0 | 1 | 0 | 0 | 0 | 0 | 0 | 0 | 0 | 8 | 10 | 8 | 9
5321 | 222 | 8 | 10 | 17 | 1 | 0 | 0 | 0 | 0 | 1 | 0 | 1 | 0 | 0 | 0 | 0 | 0 | 0 | 0 | 8 | 10 | 8 | 9
5322 | 222 | 8 | 10 | 18 | 1 | 0 | 0 | 0 | 0 | 1 | 0 | 1 | 0 | 0 | 0 | 0 | 0 | 0 | 0 | 8 | 10 | 8 | 9
5323 | 222 | 8 | 10 | 19 | 1 | 0 | 0 | 0 | 0 | 1 | 0 | 1 | 0 | 0 | 0 | 0 | 0 | 0 | 0 | 8 | 10 | 8 | 9
5324 | 222 | 8 | 10 | 20 | 1 | 0 | 0 | 0 | 0 | 0 | 1 | 1 | 0 | 0 | 0 | 0 | 0 | 0 | 0 | 8 | 10 | 8 | 9
5325 | 222 | 8 | 10 | 21 | 1 | 0 | 0 | 0 | 0 | 0 | 1 | 1 | 0 | 0 | 0 | 0 | 0 | 0 | 0 | 8 | 10 | 8 | 9
5326 | 222 | 8 | 10 | 22 | 1 | 0 | 0 | 0 | 0 | 0 | 1 | 1 | 0 | 0 | 0 | 0 | 0 | 0 | 0 | 8 | 10 | 8 | 9
5327 | 222 | 8 | 10 | 23 | 1 | 0 | 0 | 0 | 0 | 0 | 1 | 1 | 0 | 0 | 0 | 0 | 0 | 0 | 0 | 8 | 10 | 8 | 9
5328 | 222 | 8 | 10 | 24 | 1 | 0 | 0 | 0 | 0 | 0 | 1 | 1 | 0 | 0 | 0 | 0 | 0 | 0 | 0 | 8 | 10 | 8 | 9
5329 | 223 | 8 | 11 | 1 | 1 | 0 | 0 | 0 | 0 | 0 | 1 | 1 | 0 | 0 | 0 | 0 | 0 | 0 | 0 | 8 | 11 | 8 | 10
5330 | 223 | 8 | 11 | 2 | 1 | 0 | 0 | 0 | 0 | 0 | 1 | 1 | 0 | 0 | 0 | 0 | 0 | 0 | 0 | 8 | 11 | 8 | 10
5331 | 223 | 8 | 11 | 3 | 1 | 0 | 0 | 0 | 0 | 0 | 1 | 1 | 0 | 0 | 0 | 0 | 0 | 0 | 0 | 8 | 11 | 8 | 10
5332 | 223 | 8 | 11 | 4 | 1 | 0 | 0 | 0 | 0 | 0 | 1 | 1 | 0 | 0 | 0 | 0 | 0 | 0 | 0 | 8 | 11 | 8 | 10
5333 | 223 | 8 | 11 | 5 | 1 | 0 | 0 | 0 | 0 | 0 | 1 | 1 | 0 | 0 | 0 | 0 | 0 | 0 | 0 | 8 | 11 | 8 | 10
5334 | 223 | 8 | 11 | 6 | 1 | 0 | 0 | 0 | 0 | 0 | 1 | 1 | 0 | 0 | 0 | 0 | 0 | 0 | 0 | 8 | 11 | 8 | 10
5335 | 223 | 8 | 11 | 7 | 1 | 0 | 0 | 0 | 0 | 0 | 1 | 1 | 0 | 0 | 0 | 0 | 0 | 0 | 0 | 8 | 11 | 8 | 10
5336 | 223 | 8 | 11 | 8 | 1 | 0 | 0 | 0 | 0 | 0 | 1 | 1 | 0 | 0 | 0 | 0 | 0 | 0 | 0 | 8 | 11 | 8 | 10
5337 | 223 | 8 | 11 | 9 | 1 | 0 | 0 | 0 | 0 | 0 | 1 | 1 | 0 | 0 | 0 | 0 | 0 | 0 | 0 | 8 | 11 | 8 | 10
5338 | 223 | 8 | 11 | 10 | 1 | 0 | 0 | 0 | 0 | 0 | 1 | 1 | 0 | 0 | 0 | 0 | 0 | 0 | 0 | 8 | 11 | 8 | 10
5339 | 223 | 8 | 11 | 11 | 1 | 0 | 0 | 0 | 0 | 0 | 1 | 1 | 0 | 0 | 0 | 0 | 0 | 0 | 0 | 8 | 11 | 8 | 10
5340 | 223 | 8 | 11 | 12 | 1 | 0 | 0 | 0 | 0 | 0 | 1 | 1 | 0 | 0 | 0 | 0 | 0 | 0 | 0 | 8 | 11 | 8 | 10
5341 | 223 | 8 | 11 | 13 | 1 | 0 | 0 | 0 | 0 | 0 | 1 | 1 | 0 | 0 | 0 | 0 | 0 | 0 | 0 | 8 | 11 | 8 | 10
5342 | 223 | 8 | 11 | 14 | 1 | 0 | 0 | 0 | 0 | 1 | 0 | 1 | 0 | 0 | 0 | 0 | 0 | 0 | 0 | 8 | 11 | 8 | 10
5343 | 223 | 8 | 11 | 15 | 1 | 0 | 0 | 0 | 0 | 1 | 0 | 1 | 0 | 0 | 0 | 0 | 0 | 0 | 0 | 8 | 11 | 8 | 10
5344 | 223 | 8 | 11 | 16 | 1 | 0 | 0 | 0 | 0 | 1 | 0 | 1 | 0 | 0 | 0 | 0 | 0 | 0 | 0 | 8 | 11 | 8 | 10
5345 | 223 | 8 | 11 | 17 | 1 | 0 | 0 | 0 | 0 | 1 | 0 | 1 | 0 | 0 | 0 | 0 | 0 | 0 | 0 | 8 | 11 | 8 | 10
5346 | 223 | 8 | 11 | 18 | 1 | 0 | 0 | 0 | 0 | 1 | 0 | 1 | 0 | 0 | 0 | 0 | 0 | 0 | 0 | 8 | 11 | 8 | 10
5347 | 223 | 8 | 11 | 19 | 1 | 0 | 0 | 0 | 0 | 1 | 0 | 1 | 0 | 0 | 0 | 0 | 0 | 0 | 0 | 8 | 11 | 8 | 10
5348 | 223 | 8 | 11 | 20 | 1 | 0 | 0 | 0 | 0 | 0 | 1 | 1 | 0 | 0 | 0 | 0 | 0 | 0 | 0 | 8 | 11 | 8 | 10
5349 | 223 | 8 | 11 | 21 | 1 | 0 | 0 | 0 | 0 | 0 | 1 | 1 | 0 | 0 | 0 | 0 | 0 | 0 | 0 | 8 | 11 | 8 | 10
5350 | 223 | 8 | 11 | 22 | 1 | 0 | 0 | 0 | 0 | 0 | 1 | 1 | 0 | 0 | 0 | 0 | 0 | 0 | 0 | 8 | 11 | 8 | 10
5351 | 223 | 8 | 11 | 23 | 1 | 0 | 0 | 0 | 0 | 0 | 1 | 1 | 0 | 0 | 0 | 0 | 0 | 0 | 0 | 8 | 11 | 8 | 10
5352 | 223 | 8 | 11 | 24 | 1 | 0 | 0 | 0 | 0 | 0 | 1 | 1 | 0 | 0 | 0 | 0 | 0 | 0 | 0 | 8 | 11 | 8 | 10
5353 | 224 | 8 | 12 | 1 | 0 | 0 | 0 | 0 | 0 | 0 | 1 | 1 | 0 | 0 | 0 | 0 | 0 | 0 | 0 | 8 | 12 | 8 | 11
5354 | 224 | 8 | 12 | 2 | 0 | 0 | 0 | 0 | 0 | 0 | 1 | 1 | 0 | 0 | 0 | 0 | 0 | 0 | 0 | 8 | 12 | 8 | 11
5355 | 224 | 8 | 12 | 3 | 0 | 0 | 0 | 0 | 0 | 0 | 1 | 1 | 0 | 0 | 0 | 0 | 0 | 0 | 0 | 8 | 12 | 8 | 11
5356 | 224 | 8 | 12 | 4 | 0 | 0 | 0 | 0 | 0 | 0 | 1 | 1 | 0 | 0 | 0 | 0 | 0 | 0 | 0 | 8 | 12 | 8 | 11
5357 | 224 | 8 | 12 | 5 | 0 | 0 | 0 | 0 | 0 | 0 | 1 | 1 | 0 | 0 | 0 | 0 | 0 | 0 | 0 | 8 | 12 | 8 | 11
5358 | 224 | 8 | 12 | 6 | 0 | 0 | 0 | 0 | 0 | 0 | 1 | 1 | 0 | 0 | 0 | 0 | 0 | 0 | 0 | 8 | 12 | 8 | 11
5359 | 224 | 8 | 12 | 7 | 0 | 0 | 0 | 0 | 0 | 0 | 1 | 1 | 0 | 0 | 0 | 0 | 0 | 0 | 0 | 8 | 12 | 8 | 11
5360 | 224 | 8 | 12 | 8 | 0 | 0 | 0 | 0 | 0 | 0 | 1 | 1 | 0 | 0 | 0 | 0 | 0 | 0 | 0 | 8 | 12 | 8 | 11
5361 | 224 | 8 | 12 | 9 | 0 | 0 | 0 | 0 | 0 | 0 | 1 | 1 | 0 | 0 | 0 | 0 | 0 | 0 | 0 | 8 | 12 | 8 | 11
5362 | 224 | 8 | 12 | 10 | 0 | 0 | 0 | 0 | 0 | 0 | 1 | 1 | 0 | 0 | 0 | 0 | 0 | 0 | 0 | 8 | 12 | 8 | 11
5363 | 224 | 8 | 12 | 11 | 0 | 0 | 0 | 0 | 0 | 0 | 1 | 1 | 0 | 0 | 0 | 0 | 0 | 0 | 0 | 8 | 12 | 8 | 11
5364 | 224 | 8 | 12 | 12 | 0 | 0 | 0 | 0 | 0 | 0 | 1 | 1 | 0 | 0 | 0 | 0 | 0 | 0 | 0 | 8 | 12 | 8 | 11
5365 | 224 | 8 | 12 | 13 | 0 | 0 | 0 | 0 | 0 | 0 | 1 | 1 | 0 | 0 | 0 | 0 | 0 | 0 | 0 | 8 | 12 | 8 | 11
5366 | 224 | 8 | 12 | 14 | 0 | 0 | 0 | 0 | 0 | 0 | 1 | 1 | 0 | 0 | 0 | 0 | 0 | 0 | 0 | 8 | 12 | 8 | 11
5367 | 224 | 8 | 12 | 15 | 0 | 0 | 0 | 0 | 0 | 0 | 1 | 1 | 0 | 0 | 0 | 0 | 0 | 0 | 0 | 8 | 12 | 8 | 11
5368 | 224 | 8 | 12 | 16 | 0 | 0 | 0 | 0 | 0 | 0 | 1 | 1 | 0 | 0 | 0 | 0 | 0 | 0 | 0 | 8 | 12 | 8 | 11
5369 | 224 | 8 | 12 | 17 | 0 | 0 | 0 | 0 | 0 | 0 | 1 | 1 | 0 | 0 | 0 | 0 | 0 | 0 | 0 | 8 | 12 | 8 | 11
5370 | 224 | 8 | 12 | 18 | 0 | 0 | 0 | 0 | 0 | 0 | 1 | 1 | 0 | 0 | 0 | 0 | 0 | 0 | 0 | 8 | 12 | 8 | 11
5371 | 224 | 8 | 12 | 19 | 0 | 0 | 0 | 0 | 0 | 0 | 1 | 1 | 0 | 0 | 0 | 0 | 0 | 0 | 0 | 8 | 12 | 8 | 11
5372 | 224 | 8 | 12 | 20 | 0 | 0 | 0 | 0 | 0 | 0 | 1 | 1 | 0 | 0 | 0 | 0 | 0 | 0 | 0 | 8 | 12 | 8 | 11
5373 | 224 | 8 | 12 | 21 | 0 | 0 | 0 | 0 | 0 | 0 | 1 | 1 | 0 | 0 | 0 | 0 | 0 | 0 | 0 | 8 | 12 | 8 | 11
5374 | 224 | 8 | 12 | 22 | 0 | 0 | 0 | 0 | 0 | 0 | 1 | 1 | 0 | 0 | 0 | 0 | 0 | 0 | 0 | 8 | 12 | 8 | 11
5375 | 224 | 8 | 12 | 23 | 0 | 0 | 0 | 0 | 0 | 0 | 1 | 1 | 0 | 0 | 0 | 0 | 0 | 0 | 0 | 8 | 12 | 8 | 11
5376 | 224 | 8 | 12 | 24 | 0 | 0 | 0 | 0 | 0 | 0 | 1 | 1 | 0 | 0 | 0 | 0 | 0 | 0 | 0 | 8 | 12 | 8 | 11
5377 | 225 | 8 | 13 | 1 | 0 | 0 | 0 | 0 | 0 | 0 | 1 | 1 | 0 | 0 | 0 | 0 | 0 | 0 | 0 | 8 | 13 | 8 | 12
5378 | 225 | 8 | 13 | 2 | 0 | 0 | 0 | 0 | 0 | 0 | 1 | 1 | 0 | 0 | 0 | 0 | 0 | 0 | 0 | 8 | 13 | 8 | 12
5379 | 225 | 8 | 13 | 3 | 0 | 0 | 0 | 0 | 0 | 0 | 1 | 1 | 0 | 0 | 0 | 0 | 0 | 0 | 0 | 8 | 13 | 8 | 12
5380 | 225 | 8 | 13 | 4 | 0 | 0 | 0 | 0 | 0 | 0 | 1 | 1 | 0 | 0 | 0 | 0 | 0 | 0 | 0 | 8 | 13 | 8 | 12
5381 | 225 | 8 | 13 | 5 | 0 | 0 | 0 | 0 | 0 | 0 | 1 | 1 | 0 | 0 | 0 | 0 | 0 | 0 | 0 | 8 | 13 | 8 | 12
5382 | 225 | 8 | 13 | 6 | 0 | 0 | 0 | 0 | 0 | 0 | 1 | 1 | 0 | 0 | 0 | 0 | 0 | 0 | 0 | 8 | 13 | 8 | 12
5383 | 225 | 8 | 13 | 7 | 0 | 0 | 0 | 0 | 0 | 0 | 1 | 1 | 0 | 0 | 0 | 0 | 0 | 0 | 0 | 8 | 13 | 8 | 12
5384 | 225 | 8 | 13 | 8 | 0 | 0 | 0 | 0 | 0 | 0 | 1 | 1 | 0 | 0 | 0 | 0 | 0 | 0 | 0 | 8 | 13 | 8 | 12
5385 | 225 | 8 | 13 | 9 | 0 | 0 | 0 | 0 | 0 | 0 | 1 | 1 | 0 | 0 | 0 | 0 | 0 | 0 | 0 | 8 | 13 | 8 | 12
5386 | 225 | 8 | 13 | 10 | 0 | 0 | 0 | 0 | 0 | 0 | 1 | 1 | 0 | 0 | 0 | 0 | 0 | 0 | 0 | 8 | 13 | 8 | 12
5387 | 225 | 8 | 13 | 11 | 0 | 0 | 0 | 0 | 0 | 0 | 1 | 1 | 0 | 0 | 0 | 0 | 0 | 0 | 0 | 8 | 13 | 8 | 12
5388 | 225 | 8 | 13 | 12 | 0 | 0 | 0 | 0 | 0 | 0 | 1 | 1 | 0 | 0 | 0 | 0 | 0 | 0 | 0 | 8 | 13 | 8 | 12
5389 | 225 | 8 | 13 | 13 | 0 | 0 | 0 | 0 | 0 | 0 | 1 | 1 | 0 | 0 | 0 | 0 | 0 | 0 | 0 | 8 | 13 | 8 | 12
5390 | 225 | 8 | 13 | 14 | 0 | 0 | 0 | 0 | 0 | 0 | 1 | 1 | 0 | 0 | 0 | 0 | 0 | 0 | 0 | 8 | 13 | 8 | 12
5391 | 225 | 8 | 13 | 15 | 0 | 0 | 0 | 0 | 0 | 0 | 1 | 1 | 0 | 0 | 0 | 0 | 0 | 0 | 0 | 8 | 13 | 8 | 12
5392 | 225 | 8 | 13 | 16 | 0 | 0 | 0 | 0 | 0 | 0 | 1 | 1 | 0 | 0 | 0 | 0 | 0 | 0 | 0 | 8 | 13 | 8 | 12
5393 | 225 | 8 | 13 | 17 | 0 | 0 | 0 | 0 | 0 | 0 | 1 | 1 | 0 | 0 | 0 | 0 | 0 | 0 | 0 | 8 | 13 | 8 | 12
5394 | 225 | 8 | 13 | 18 | 0 | 0 | 0 | 0 | 0 | 0 | 1 | 1 | 0 | 0 | 0 | 0 | 0 | 0 | 0 | 8 | 13 | 8 | 12
5395 | 225 | 8 | 13 | 19 | 0 | 0 | 0 | 0 | 0 | 0 | 1 | 1 | 0 | 0 | 0 | 0 | 0 | 0 | 0 | 8 | 13 | 8 | 12
5396 | 225 | 8 | 13 | 20 | 0 | 0 | 0 | 0 | 0 | 0 | 1 | 1 | 0 | 0 | 0 | 0 | 0 | 0 | 0 | 8 | 13 | 8 | 12
5397 | 225 | 8 | 13 | 21 | 0 | 0 | 0 | 0 | 0 | 0 | 1 | 1 | 0 | 0 | 0 | 0 | 0 | 0 | 0 | 8 | 13 | 8 | 12
5398 | 225 | 8 | 13 | 22 | 0 | 0 | 0 | 0 | 0 | 0 | 1 | 1 | 0 | 0 | 0 | 0 | 0 | 0 | 0 | 8 | 13 | 8 | 12
5399 | 225 | 8 | 13 | 23 | 0 | 0 | 0 | 0 | 0 | 0 | 1 | 1 | 0 | 0 | 0 | 0 | 0 | 0 | 0 | 8 | 13 | 8 | 12
5400 | 225 | 8 | 13 | 24 | 0 | 0 | 0 | 0 | 0 | 0 | 1 | 1 | 0 | 0 | 0 | 0 | 0 | 0 | 0 | 8 | 13 | 8 | 12
5401 | 226 | 8 | 14 | 1 | 1 | 0 | 0 | 0 | 0 | 0 | 1 | 1 | 0 | 0 | 0 | 0 | 0 | 0 | 0 | 8 | 14 | 8 | 13
5402 | 226 | 8 | 14 | 2 | 1 | 0 | 0 | 0 | 0 | 0 | 1 | 1 | 0 | 0 | 0 | 0 | 0 | 0 | 0 | 8 | 14 | 8 | 13
5403 | 226 | 8 | 14 | 3 | 1 | 0 | 0 | 0 | 0 | 0 | 1 | 1 | 0 | 0 | 0 | 0 | 0 | 0 | 0 | 8 | 14 | 8 | 13
5404 | 226 | 8 | 14 | 4 | 1 | 0 | 0 | 0 | 0 | 0 | 1 | 1 | 0 | 0 | 0 | 0 | 0 | 0 | 0 | 8 | 14 | 8 | 13
5405 | 226 | 8 | 14 | 5 | 1 | 0 | 0 | 0 | 0 | 0 | 1 | 1 | 0 | 0 | 0 | 0 | 0 | 0 | 0 | 8 | 14 | 8 | 13
5406 | 226 | 8 | 14 | 6 | 1 | 0 | 0 | 0 | 0 | 0 | 1 | 1 | 0 | 0 | 0 | 0 | 0 | 0 | 0 | 8 | 14 | 8 | 13
5407 | 226 | 8 | 14 | 7 | 1 | 0 | 0 | 0 | 0 | 0 | 1 | 1 | 0 | 0 | 0 | 0 | 0 | 0 | 0 | 8 | 14 | 8 | 13
5408 | 226 | 8 | 14 | 8 | 1 | 0 | 0 | 0 | 0 | 0 | 1 | 1 | 0 | 0 | 0 | 0 | 0 | 0 | 0 | 8 | 14 | 8 | 13
5409 | 226 | 8 | 14 | 9 | 1 | 0 | 0 | 0 | 0 | 0 | 1 | 1 | 0 | 0 | 0 | 0 | 0 | 0 | 0 | 8 | 14 | 8 | 13
5410 | 226 | 8 | 14 | 10 | 1 | 0 | 0 | 0 | 0 | 0 | 1 | 1 | 0 | 0 | 0 | 0 | 0 | 0 | 0 | 8 | 14 | 8 | 13
5411 | 226 | 8 | 14 | 11 | 1 | 0 | 0 | 0 | 0 | 0 | 1 | 1 | 0 | 0 | 0 | 0 | 0 | 0 | 0 | 8 | 14 | 8 | 13
5412 | 226 | 8 | 14 | 12 | 1 | 0 | 0 | 0 | 0 | 0 | 1 | 1 | 0 | 0 | 0 | 0 | 0 | 0 | 0 | 8 | 14 | 8 | 13
5413 | 226 | 8 | 14 | 13 | 1 | 0 | 0 | 0 | 0 | 0 | 1 | 1 | 0 | 0 | 0 | 0 | 0 | 0 | 0 | 8 | 14 | 8 | 13
5414 | 226 | 8 | 14 | 14 | 1 | 0 | 0 | 0 | 0 | 1 | 0 | 1 | 0 | 0 | 0 | 0 | 0 | 0 | 0 | 8 | 14 | 8 | 13
5415 | 226 | 8 | 14 | 15 | 1 | 0 | 0 | 0 | 0 | 1 | 0 | 1 | 0 | 0 | 0 | 0 | 0 | 0 | 0 | 8 | 14 | 8 | 13
5416 | 226 | 8 | 14 | 16 | 1 | 0 | 0 | 0 | 0 | 1 | 0 | 1 | 0 | 0 | 0 | 0 | 0 | 0 | 0 | 8 | 14 | 8 | 13
5417 | 226 | 8 | 14 | 17 | 1 | 0 | 0 | 0 | 0 | 1 | 0 | 1 | 0 | 0 | 0 | 0 | 0 | 0 | 0 | 8 | 14 | 8 | 13
5418 | 226 | 8 | 14 | 18 | 1 | 0 | 0 | 0 | 0 | 1 | 0 | 1 | 0 | 0 | 0 | 0 | 0 | 0 | 0 | 8 | 14 | 8 | 13
5419 | 226 | 8 | 14 | 19 | 1 | 0 | 0 | 0 | 0 | 1 | 0 | 1 | 0 | 0 | 0 | 0 | 0 | 0 | 0 | 8 | 14 | 8 | 13
5420 | 226 | 8 | 14 | 20 | 1 | 0 | 0 | 0 | 0 | 0 | 1 | 1 | 0 | 0 | 0 | 0 | 0 | 0 | 0 | 8 | 14 | 8 | 13
5421 | 226 | 8 | 14 | 21 | 1 | 0 | 0 | 0 | 0 | 0 | 1 | 1 | 0 | 0 | 0 | 0 | 0 | 0 | 0 | 8 | 14 | 8 | 13
5422 | 226 | 8 | 14 | 22 | 1 | 0 | 0 | 0 | 0 | 0 | 1 | 1 | 0 | 0 | 0 | 0 | 0 | 0 | 0 | 8 | 14 | 8 | 13
5423 | 226 | 8 | 14 | 23 | 1 | 0 | 0 | 0 | 0 | 0 | 1 | 1 | 0 | 0 | 0 | 0 | 0 | 0 | 0 | 8 | 14 | 8 | 13
5424 | 226 | 8 | 14 | 24 | 1 | 0 | 0 | 0 | 0 | 0 | 1 | 1 | 0 | 0 | 0 | 0 | 0 | 0 | 0 | 8 | 14 | 8 | 13
5425 | 227 | 8 | 15 | 1 | 1 | 0 | 0 | 0 | 0 | 0 | 1 | 1 | 0 | 0 | 0 | 0 | 0 | 0 | 0 | 8 | 15 | 8 | 14
5426 | 227 | 8 | 15 | 2 | 1 | 0 | 0 | 0 | 0 | 0 | 1 | 1 | 0 | 0 | 0 | 0 | 0 | 0 | 0 | 8 | 15 | 8 | 14
5427 | 227 | 8 | 15 | 3 | 1 | 0 | 0 | 0 | 0 | 0 | 1 | 1 | 0 | 0 | 0 | 0 | 0 | 0 | 0 | 8 | 15 | 8 | 14
5428 | 227 | 8 | 15 | 4 | 1 | 0 | 0 | 0 | 0 | 0 | 1 | 1 | 0 | 0 | 0 | 0 | 0 | 0 | 0 | 8 | 15 | 8 | 14
5429 | 227 | 8 | 15 | 5 | 1 | 0 | 0 | 0 | 0 | 0 | 1 | 1 | 0 | 0 | 0 | 0 | 0 | 0 | 0 | 8 | 15 | 8 | 14
5430 | 227 | 8 | 15 | 6 | 1 | 0 | 0 | 0 | 0 | 0 | 1 | 1 | 0 | 0 | 0 | 0 | 0 | 0 | 0 | 8 | 15 | 8 | 14
5431 | 227 | 8 | 15 | 7 | 1 | 0 | 0 | 0 | 0 | 0 | 1 | 1 | 0 | 0 | 0 | 0 | 0 | 0 | 0 | 8 | 15 | 8 | 14
5432 | 227 | 8 | 15 | 8 | 1 | 0 | 0 | 0 | 0 | 0 | 1 | 1 | 0 | 0 | 0 | 0 | 0 | 0 | 0 | 8 | 15 | 8 | 14
5433 | 227 | 8 | 15 | 9 | 1 | 0 | 0 | 0 | 0 | 0 | 1 | 1 | 0 | 0 | 0 | 0 | 0 | 0 | 0 | 8 | 15 | 8 | 14
5434 | 227 | 8 | 15 | 10 | 1 | 0 | 0 | 0 | 0 | 0 | 1 | 1 | 0 | 0 | 0 | 0 | 0 | 0 | 0 | 8 | 15 | 8 | 14
5435 | 227 | 8 | 15 | 11 | 1 | 0 | 0 | 0 | 0 | 0 | 1 | 1 | 0 | 0 | 0 | 0 | 0 | 0 | 0 | 8 | 15 | 8 | 14
5436 | 227 | 8 | 15 | 12 | 1 | 0 | 0 | 0 | 0 | 0 | 1 | 1 | 0 | 0 | 0 | 0 | 0 | 0 | 0 | 8 | 15 | 8 | 14
5437 | 227 | 8 | 15 | 13 | 1 | 0 | 0 | 0 | 0 | 0 | 1 | 1 | 0 | 0 | 0 | 0 | 0 | 0 | 0 | 8 | 15 | 8 | 14
5438 | 227 | 8 | 15 | 14 | 1 | 0 | 0 | 0 | 0 | 1 | 0 | 1 | 0 | 0 | 0 | 0 | 0 | 0 | 0 | 8 | 15 | 8 | 14
5439 | 227 | 8 | 15 | 15 | 1 | 0 | 0 | 0 | 0 | 1 | 0 | 1 | 0 | 0 | 0 | 0 | 0 | 0 | 0 | 8 | 15 | 8 | 14
5440 | 227 | 8 | 15 | 16 | 1 | 0 | 0 | 0 | 0 | 1 | 0 | 1 | 0 | 0 | 0 | 0 | 0 | 0 | 0 | 8 | 15 | 8 | 14
5441 | 227 | 8 | 15 | 17 | 1 | 0 | 0 | 0 | 0 | 1 | 0 | 1 | 0 | 0 | 0 | 0 | 0 | 0 | 0 | 8 | 15 | 8 | 14
5442 | 227 | 8 | 15 | 18 | 1 | 0 | 0 | 0 | 0 | 1 | 0 | 1 | 0 | 0 | 0 | 0 | 0 | 0 | 0 | 8 | 15 | 8 | 14
5443 | 227 | 8 | 15 | 19 | 1 | 0 | 0 | 0 | 0 | 1 | 0 | 1 | 0 | 0 | 0 | 0 | 0 | 0 | 0 | 8 | 15 | 8 | 14
5444 | 227 | 8 | 15 | 20 | 1 | 0 | 0 | 0 | 0 | 0 | 1 | 1 | 0 | 0 | 0 | 0 | 0 | 0 | 0 | 8 | 15 | 8 | 14
5445 | 227 | 8 | 15 | 21 | 1 | 0 | 0 | 0 | 0 | 0 | 1 | 1 | 0 | 0 | 0 | 0 | 0 | 0 | 0 | 8 | 15 | 8 | 14
5446 | 227 | 8 | 15 | 22 | 1 | 0 | 0 | 0 | 0 | 0 | 1 | 1 | 0 | 0 | 0 | 0 | 0 | 0 | 0 | 8 | 15 | 8 | 14
5447 | 227 | 8 | 15 | 23 | 1 | 0 | 0 | 0 | 0 | 0 | 1 | 1 | 0 | 0 | 0 | 0 | 0 | 0 | 0 | 8 | 15 | 8 | 14
5448 | 227 | 8 | 15 | 24 | 1 | 0 | 0 | 0 | 0 | 0 | 1 | 1 | 0 | 0 | 0 | 0 | 0 | 0 | 0 | 8 | 15 | 8 | 14
5449 | 228 | 8 | 16 | 1 | 1 | 0 | 0 | 0 | 0 | 0 | 1 | 1 | 0 | 0 | 0 | 0 | 0 | 0 | 0 | 8 | 16 | 8 | 15
5450 | 228 | 8 | 16 | 2 | 1 | 0 | 0 | 0 | 0 | 0 | 1 | 1 | 0 | 0 | 0 | 0 | 0 | 0 | 0 | 8 | 16 | 8 | 15
5451 | 228 | 8 | 16 | 3 | 1 | 0 | 0 | 0 | 0 | 0 | 1 | 1 | 0 | 0 | 0 | 0 | 0 | 0 | 0 | 8 | 16 | 8 | 15
5452 | 228 | 8 | 16 | 4 | 1 | 0 | 0 | 0 | 0 | 0 | 1 | 1 | 0 | 0 | 0 | 0 | 0 | 0 | 0 | 8 | 16 | 8 | 15
5453 | 228 | 8 | 16 | 5 | 1 | 0 | 0 | 0 | 0 | 0 | 1 | 1 | 0 | 0 | 0 | 0 | 0 | 0 | 0 | 8 | 16 | 8 | 15
5454 | 228 | 8 | 16 | 6 | 1 | 0 | 0 | 0 | 0 | 0 | 1 | 1 | 0 | 0 | 0 | 0 | 0 | 0 | 0 | 8 | 16 | 8 | 15
5455 | 228 | 8 | 16 | 7 | 1 | 0 | 0 | 0 | 0 | 0 | 1 | 1 | 0 | 0 | 0 | 0 | 0 | 0 | 0 | 8 | 16 | 8 | 15
5456 | 228 | 8 | 16 | 8 | 1 | 0 | 0 | 0 | 0 | 0 | 1 | 1 | 0 | 0 | 0 | 0 | 0 | 0 | 0 | 8 | 16 | 8 | 15
5457 | 228 | 8 | 16 | 9 | 1 | 0 | 0 | 0 | 0 | 0 | 1 | 1 | 0 | 0 | 0 | 0 | 0 | 0 | 0 | 8 | 16 | 8 | 15
5458 | 228 | 8 | 16 | 10 | 1 | 0 | 0 | 0 | 0 | 0 | 1 | 1 | 0 | 0 | 0 | 0 | 0 | 0 | 0 | 8 | 16 | 8 | 15
5459 | 228 | 8 | 16 | 11 | 1 | 0 | 0 | 0 | 0 | 0 | 1 | 1 | 0 | 0 | 0 | 0 | 0 | 0 | 0 | 8 | 16 | 8 | 15
5460 | 228 | 8 | 16 | 12 | 1 | 0 | 0 | 0 | 0 | 0 | 1 | 1 | 0 | 0 | 0 | 0 | 0 | 0 | 0 | 8 | 16 | 8 | 15
5461 | 228 | 8 | 16 | 13 | 1 | 0 | 0 | 0 | 0 | 0 | 1 | 1 | 0 | 0 | 0 | 0 | 0 | 0 | 0 | 8 | 16 | 8 | 15
5462 | 228 | 8 | 16 | 14 | 1 | 0 | 0 | 0 | 0 | 1 | 0 | 1 | 0 | 0 | 0 | 0 | 0 | 0 | 0 | 8 | 16 | 8 | 15
5463 | 228 | 8 | 16 | 15 | 1 | 0 | 0 | 0 | 0 | 1 | 0 | 1 | 0 | 0 | 0 | 0 | 0 | 0 | 0 | 8 | 16 | 8 | 15
5464 | 228 | 8 | 16 | 16 | 1 | 0 | 0 | 0 | 0 | 1 | 0 | 1 | 0 | 0 | 0 | 0 | 0 | 0 | 0 | 8 | 16 | 8 | 15
5465 | 228 | 8 | 16 | 17 | 1 | 0 | 0 | 0 | 0 | 1 | 0 | 1 | 0 | 0 | 0 | 0 | 0 | 0 | 0 | 8 | 16 | 8 | 15
5466 | 228 | 8 | 16 | 18 | 1 | 0 | 0 | 0 | 0 | 1 | 0 | 1 | 0 | 0 | 0 | 0 | 0 | 0 | 0 | 8 | 16 | 8 | 15
5467 | 228 | 8 | 16 | 19 | 1 | 0 | 0 | 0 | 0 | 1 | 0 | 1 | 0 | 0 | 0 | 0 | 0 | 0 | 0 | 8 | 16 | 8 | 15
5468 | 228 | 8 | 16 | 20 | 1 | 0 | 0 | 0 | 0 | 0 | 1 | 1 | 0 | 0 | 0 | 0 | 0 | 0 | 0 | 8 | 16 | 8 | 15
5469 | 228 | 8 | 16 | 21 | 1 | 0 | 0 | 0 | 0 | 0 | 1 | 1 | 0 | 0 | 0 | 0 | 0 | 0 | 0 | 8 | 16 | 8 | 15
5470 | 228 | 8 | 16 | 22 | 1 | 0 | 0 | 0 | 0 | 0 | 1 | 1 | 0 | 0 | 0 | 0 | 0 | 0 | 0 | 8 | 16 | 8 | 15
5471 | 228 | 8 | 16 | 23 | 1 | 0 | 0 | 0 | 0 | 0 | 1 | 1 | 0 | 0 | 0 | 0 | 0 | 0 | 0 | 8 | 16 | 8 | 15
5472 | 228 | 8 | 16 | 24 | 1 | 0 | 0 | 0 | 0 | 0 | 1 | 1 | 0 | 0 | 0 | 0 | 0 | 0 | 0 | 8 | 16 | 8 | 15
5473 | 229 | 8 | 17 | 1 | 1 | 0 | 0 | 0 | 0 | 0 | 1 | 1 | 0 | 0 | 0 | 0 | 0 | 0 | 0 | 8 | 17 | 8 | 16
5474 | 229 | 8 | 17 | 2 | 1 | 0 | 0 | 0 | 0 | 0 | 1 | 1 | 0 | 0 | 0 | 0 | 0 | 0 | 0 | 8 | 17 | 8 | 16
5475 | 229 | 8 | 17 | 3 | 1 | 0 | 0 | 0 | 0 | 0 | 1 | 1 | 0 | 0 | 0 | 0 | 0 | 0 | 0 | 8 | 17 | 8 | 16
5476 | 229 | 8 | 17 | 4 | 1 | 0 | 0 | 0 | 0 | 0 | 1 | 1 | 0 | 0 | 0 | 0 | 0 | 0 | 0 | 8 | 17 | 8 | 16
5477 | 229 | 8 | 17 | 5 | 1 | 0 | 0 | 0 | 0 | 0 | 1 | 1 | 0 | 0 | 0 | 0 | 0 | 0 | 0 | 8 | 17 | 8 | 16
5478 | 229 | 8 | 17 | 6 | 1 | 0 | 0 | 0 | 0 | 0 | 1 | 1 | 0 | 0 | 0 | 0 | 0 | 0 | 0 | 8 | 17 | 8 | 16
5479 | 229 | 8 | 17 | 7 | 1 | 0 | 0 | 0 | 0 | 0 | 1 | 1 | 0 | 0 | 0 | 0 | 0 | 0 | 0 | 8 | 17 | 8 | 16
5480 | 229 | 8 | 17 | 8 | 1 | 0 | 0 | 0 | 0 | 0 | 1 | 1 | 0 | 0 | 0 | 0 | 0 | 0 | 0 | 8 | 17 | 8 | 16
5481 | 229 | 8 | 17 | 9 | 1 | 0 | 0 | 0 | 0 | 0 | 1 | 1 | 0 | 0 | 0 | 0 | 0 | 0 | 0 | 8 | 17 | 8 | 16
5482 | 229 | 8 | 17 | 10 | 1 | 0 | 0 | 0 | 0 | 0 | 1 | 1 | 0 | 0 | 0 | 0 | 0 | 0 | 0 | 8 | 17 | 8 | 16
5483 | 229 | 8 | 17 | 11 | 1 | 0 | 0 | 0 | 0 | 0 | 1 | 1 | 0 | 0 | 0 | 0 | 0 | 0 | 0 | 8 | 17 | 8 | 16
5484 | 229 | 8 | 17 | 12 | 1 | 0 | 0 | 0 | 0 | 0 | 1 | 1 | 0 | 0 | 0 | 0 | 0 | 0 | 0 | 8 | 17 | 8 | 16
5485 | 229 | 8 | 17 | 13 | 1 | 0 | 0 | 0 | 0 | 0 | 1 | 1 | 0 | 0 | 0 | 0 | 0 | 0 | 0 | 8 | 17 | 8 | 16
5486 | 229 | 8 | 17 | 14 | 1 | 0 | 0 | 0 | 0 | 1 | 0 | 1 | 0 | 0 | 0 | 0 | 0 | 0 | 0 | 8 | 17 | 8 | 16
5487 | 229 | 8 | 17 | 15 | 1 | 0 | 0 | 0 | 0 | 1 | 0 | 1 | 0 | 0 | 0 | 0 | 0 | 0 | 0 | 8 | 17 | 8 | 16
5488 | 229 | 8 | 17 | 16 | 1 | 0 | 0 | 0 | 0 | 1 | 0 | 1 | 0 | 0 | 0 | 0 | 0 | 0 | 0 | 8 | 17 | 8 | 16
5489 | 229 | 8 | 17 | 17 | 1 | 0 | 0 | 0 | 0 | 1 | 0 | 1 | 0 | 0 | 0 | 0 | 0 | 0 | 0 | 8 | 17 | 8 | 16
5490 | 229 | 8 | 17 | 18 | 1 | 0 | 0 | 0 | 0 | 1 | 0 | 1 | 0 | 0 | 0 | 0 | 0 | 0 | 0 | 8 | 17 | 8 | 16
5491 | 229 | 8 | 17 | 19 | 1 | 0 | 0 | 0 | 0 | 1 | 0 | 1 | 0 | 0 | 0 | 0 | 0 | 0 | 0 | 8 | 17 | 8 | 16
5492 | 229 | 8 | 17 | 20 | 1 | 0 | 0 | 0 | 0 | 0 | 1 | 1 | 0 | 0 | 0 | 0 | 0 | 0 | 0 | 8 | 17 | 8 | 16
5493 | 229 | 8 | 17 | 21 | 1 | 0 | 0 | 0 | 0 | 0 | 1 | 1 | 0 | 0 | 0 | 0 | 0 | 0 | 0 | 8 | 17 | 8 | 16
5494 | 229 | 8 | 17 | 22 | 1 | 0 | 0 | 0 | 0 | 0 | 1 | 1 | 0 | 0 | 0 | 0 | 0 | 0 | 0 | 8 | 17 | 8 | 16
5495 | 229 | 8 | 17 | 23 | 1 | 0 | 0 | 0 | 0 | 0 | 1 | 1 | 0 | 0 | 0 | 0 | 0 | 0 | 0 | 8 | 17 | 8 | 16
5496 | 229 | 8 | 17 | 24 | 1 | 0 | 0 | 0 | 0 | 0 | 1 | 1 | 0 | 0 | 0 | 0 | 0 | 0 | 0 | 8 | 17 | 8 | 16
5497 | 230 | 8 | 18 | 1 | 1 | 0 | 0 | 0 | 0 | 0 | 1 | 1 | 0 | 0 | 0 | 0 | 0 | 0 | 0 | 8 | 18 | 8 | 17
5498 | 230 | 8 | 18 | 2 | 1 | 0 | 0 | 0 | 0 | 0 | 1 | 1 | 0 | 0 | 0 | 0 | 0 | 0 | 0 | 8 | 18 | 8 | 17
5499 | 230 | 8 | 18 | 3 | 1 | 0 | 0 | 0 | 0 | 0 | 1 | 1 | 0 | 0 | 0 | 0 | 0 | 0 | 0 | 8 | 18 | 8 | 17
5500 | 230 | 8 | 18 | 4 | 1 | 0 | 0 | 0 | 0 | 0 | 1 | 1 | 0 | 0 | 0 | 0 | 0 | 0 | 0 | 8 | 18 | 8 | 17
5501 | 230 | 8 | 18 | 5 | 1 | 0 | 0 | 0 | 0 | 0 | 1 | 1 | 0 | 0 | 0 | 0 | 0 | 0 | 0 | 8 | 18 | 8 | 17
5502 | 230 | 8 | 18 | 6 | 1 | 0 | 0 | 0 | 0 | 0 | 1 | 1 | 0 | 0 | 0 | 0 | 0 | 0 | 0 | 8 | 18 | 8 | 17
5503 | 230 | 8 | 18 | 7 | 1 | 0 | 0 | 0 | 0 | 0 | 1 | 1 | 0 | 0 | 0 | 0 | 0 | 0 | 0 | 8 | 18 | 8 | 17
5504 | 230 | 8 | 18 | 8 | 1 | 0 | 0 | 0 | 0 | 0 | 1 | 1 | 0 | 0 | 0 | 0 | 0 | 0 | 0 | 8 | 18 | 8 | 17
5505 | 230 | 8 | 18 | 9 | 1 | 0 | 0 | 0 | 0 | 0 | 1 | 1 | 0 | 0 | 0 | 0 | 0 | 0 | 0 | 8 | 18 | 8 | 17
5506 | 230 | 8 | 18 | 10 | 1 | 0 | 0 | 0 | 0 | 0 | 1 | 1 | 0 | 0 | 0 | 0 | 0 | 0 | 0 | 8 | 18 | 8 | 17
5507 | 230 | 8 | 18 | 11 | 1 | 0 | 0 | 0 | 0 | 0 | 1 | 1 | 0 | 0 | 0 | 0 | 0 | 0 | 0 | 8 | 18 | 8 | 17
5508 | 230 | 8 | 18 | 12 | 1 | 0 | 0 | 0 | 0 | 0 | 1 | 1 | 0 | 0 | 0 | 0 | 0 | 0 | 0 | 8 | 18 | 8 | 17
5509 | 230 | 8 | 18 | 13 | 1 | 0 | 0 | 0 | 0 | 0 | 1 | 1 | 0 | 0 | 0 | 0 | 0 | 0 | 0 | 8 | 18 | 8 | 17
5510 | 230 | 8 | 18 | 14 | 1 | 0 | 0 | 0 | 0 | 1 | 0 | 1 | 0 | 0 | 0 | 0 | 0 | 0 | 0 | 8 | 18 | 8 | 17
5511 | 230 | 8 | 18 | 15 | 1 | 0 | 0 | 0 | 0 | 1 | 0 | 1 | 0 | 0 | 0 | 0 | 0 | 0 | 0 | 8 | 18 | 8 | 17
5512 | 230 | 8 | 18 | 16 | 1 | 0 | 0 | 0 | 0 | 1 | 0 | 1 | 0 | 0 | 0 | 0 | 0 | 0 | 0 | 8 | 18 | 8 | 17
5513 | 230 | 8 | 18 | 17 | 1 | 0 | 0 | 0 | 0 | 1 | 0 | 1 | 0 | 0 | 0 | 0 | 0 | 0 | 0 | 8 | 18 | 8 | 17
5514 | 230 | 8 | 18 | 18 | 1 | 0 | 0 | 0 | 0 | 1 | 0 | 1 | 0 | 0 | 0 | 0 | 0 | 0 | 0 | 8 | 18 | 8 | 17
5515 | 230 | 8 | 18 | 19 | 1 | 0 | 0 | 0 | 0 | 1 | 0 | 1 | 0 | 0 | 0 | 0 | 0 | 0 | 0 | 8 | 18 | 8 | 17
5516 | 230 | 8 | 18 | 20 | 1 | 0 | 0 | 0 | 0 | 0 | 1 | 1 | 0 | 0 | 0 | 0 | 0 | 0 | 0 | 8 | 18 | 8 | 17
5517 | 230 | 8 | 18 | 21 | 1 | 0 | 0 | 0 | 0 | 0 | 1 | 1 | 0 | 0 | 0 | 0 | 0 | 0 | 0 | 8 | 18 | 8 | 17
5518 | 230 | 8 | 18 | 22 | 1 | 0 | 0 | 0 | 0 | 0 | 1 | 1 | 0 | 0 | 0 | 0 | 0 | 0 | 0 | 8 | 18 | 8 | 17
5519 | 230 | 8 | 18 | 23 | 1 | 0 | 0 | 0 | 0 | 0 | 1 | 1 | 0 | 0 | 0 | 0 | 0 | 0 | 0 | 8 | 18 | 8 | 17
5520 | 230 | 8 | 18 | 24 | 1 | 0 | 0 | 0 | 0 | 0 | 1 | 1 | 0 | 0 | 0 | 0 | 0 | 0 | 0 | 8 | 18 | 8 | 17
5521 | 231 | 8 | 19 | 1 | 0 | 0 | 0 | 0 | 0 | 0 | 1 | 1 | 0 | 0 | 0 | 0 | 0 | 0 | 0 | 8 | 19 | 8 | 18
5522 | 231 | 8 | 19 | 2 | 0 | 0 | 0 | 0 | 0 | 0 | 1 | 1 | 0 | 0 | 0 | 0 | 0 | 0 | 0 | 8 | 19 | 8 | 18
5523 | 231 | 8 | 19 | 3 | 0 | 0 | 0 | 0 | 0 | 0 | 1 | 1 | 0 | 0 | 0 | 0 | 0 | 0 | 0 | 8 | 19 | 8 | 18
5524 | 231 | 8 | 19 | 4 | 0 | 0 | 0 | 0 | 0 | 0 | 1 | 1 | 0 | 0 | 0 | 0 | 0 | 0 | 0 | 8 | 19 | 8 | 18
5525 | 231 | 8 | 19 | 5 | 0 | 0 | 0 | 0 | 0 | 0 | 1 | 1 | 0 | 0 | 0 | 0 | 0 | 0 | 0 | 8 | 19 | 8 | 18
5526 | 231 | 8 | 19 | 6 | 0 | 0 | 0 | 0 | 0 | 0 | 1 | 1 | 0 | 0 | 0 | 0 | 0 | 0 | 0 | 8 | 19 | 8 | 18
5527 | 231 | 8 | 19 | 7 | 0 | 0 | 0 | 0 | 0 | 0 | 1 | 1 | 0 | 0 | 0 | 0 | 0 | 0 | 0 | 8 | 19 | 8 | 18
5528 | 231 | 8 | 19 | 8 | 0 | 0 | 0 | 0 | 0 | 0 | 1 | 1 | 0 | 0 | 0 | 0 | 0 | 0 | 0 | 8 | 19 | 8 | 18
5529 | 231 | 8 | 19 | 9 | 0 | 0 | 0 | 0 | 0 | 0 | 1 | 1 | 0 | 0 | 0 | 0 | 0 | 0 | 0 | 8 | 19 | 8 | 18
5530 | 231 | 8 | 19 | 10 | 0 | 0 | 0 | 0 | 0 | 0 | 1 | 1 | 0 | 0 | 0 | 0 | 0 | 0 | 0 | 8 | 19 | 8 | 18
5531 | 231 | 8 | 19 | 11 | 0 | 0 | 0 | 0 | 0 | 0 | 1 | 1 | 0 | 0 | 0 | 0 | 0 | 0 | 0 | 8 | 19 | 8 | 18
5532 | 231 | 8 | 19 | 12 | 0 | 0 | 0 | 0 | 0 | 0 | 1 | 1 | 0 | 0 | 0 | 0 | 0 | 0 | 0 | 8 | 19 | 8 | 18
5533 | 231 | 8 | 19 | 13 | 0 | 0 | 0 | 0 | 0 | 0 | 1 | 1 | 0 | 0 | 0 | 0 | 0 | 0 | 0 | 8 | 19 | 8 | 18
5534 | 231 | 8 | 19 | 14 | 0 | 0 | 0 | 0 | 0 | 0 | 1 | 1 | 0 | 0 | 0 | 0 | 0 | 0 | 0 | 8 | 19 | 8 | 18
5535 | 231 | 8 | 19 | 15 | 0 | 0 | 0 | 0 | 0 | 0 | 1 | 1 | 0 | 0 | 0 | 0 | 0 | 0 | 0 | 8 | 19 | 8 | 18
5536 | 231 | 8 | 19 | 16 | 0 | 0 | 0 | 0 | 0 | 0 | 1 | 1 | 0 | 0 | 0 | 0 | 0 | 0 | 0 | 8 | 19 | 8 | 18
5537 | 231 | 8 | 19 | 17 | 0 | 0 | 0 | 0 | 0 | 0 | 1 | 1 | 0 | 0 | 0 | 0 | 0 | 0 | 0 | 8 | 19 | 8 | 18
5538 | 231 | 8 | 19 | 18 | 0 | 0 | 0 | 0 | 0 | 0 | 1 | 1 | 0 | 0 | 0 | 0 | 0 | 0 | 0 | 8 | 19 | 8 | 18
5539 | 231 | 8 | 19 | 19 | 0 | 0 | 0 | 0 | 0 | 0 | 1 | 1 | 0 | 0 | 0 | 0 | 0 | 0 | 0 | 8 | 19 | 8 | 18
5540 | 231 | 8 | 19 | 20 | 0 | 0 | 0 | 0 | 0 | 0 | 1 | 1 | 0 | 0 | 0 | 0 | 0 | 0 | 0 | 8 | 19 | 8 | 18
5541 | 231 | 8 | 19 | 21 | 0 | 0 | 0 | 0 | 0 | 0 | 1 | 1 | 0 | 0 | 0 | 0 | 0 | 0 | 0 | 8 | 19 | 8 | 18
5542 | 231 | 8 | 19 | 22 | 0 | 0 | 0 | 0 | 0 | 0 | 1 | 1 | 0 | 0 | 0 | 0 | 0 | 0 | 0 | 8 | 19 | 8 | 18
5543 | 231 | 8 | 19 | 23 | 0 | 0 | 0 | 0 | 0 | 0 | 1 | 1 | 0 | 0 | 0 | 0 | 0 | 0 | 0 | 8 | 19 | 8 | 18
5544 | 231 | 8 | 19 | 24 | 0 | 0 | 0 | 0 | 0 | 0 | 1 | 1 | 0 | 0 | 0 | 0 | 0 | 0 | 0 | 8 | 19 | 8 | 18
5545 | 232 | 8 | 20 | 1 | 0 | 0 | 0 | 0 | 0 | 0 | 1 | 1 | 0 | 0 | 0 | 0 | 0 | 0 | 0 | 8 | 20 | 8 | 19
5546 | 232 | 8 | 20 | 2 | 0 | 0 | 0 | 0 | 0 | 0 | 1 | 1 | 0 | 0 | 0 | 0 | 0 | 0 | 0 | 8 | 20 | 8 | 19
5547 | 232 | 8 | 20 | 3 | 0 | 0 | 0 | 0 | 0 | 0 | 1 | 1 | 0 | 0 | 0 | 0 | 0 | 0 | 0 | 8 | 20 | 8 | 19
5548 | 232 | 8 | 20 | 4 | 0 | 0 | 0 | 0 | 0 | 0 | 1 | 1 | 0 | 0 | 0 | 0 | 0 | 0 | 0 | 8 | 20 | 8 | 19
5549 | 232 | 8 | 20 | 5 | 0 | 0 | 0 | 0 | 0 | 0 | 1 | 1 | 0 | 0 | 0 | 0 | 0 | 0 | 0 | 8 | 20 | 8 | 19
5550 | 232 | 8 | 20 | 6 | 0 | 0 | 0 | 0 | 0 | 0 | 1 | 1 | 0 | 0 | 0 | 0 | 0 | 0 | 0 | 8 | 20 | 8 | 19
5551 | 232 | 8 | 20 | 7 | 0 | 0 | 0 | 0 | 0 | 0 | 1 | 1 | 0 | 0 | 0 | 0 | 0 | 0 | 0 | 8 | 20 | 8 | 19
5552 | 232 | 8 | 20 | 8 | 0 | 0 | 0 | 0 | 0 | 0 | 1 | 1 | 0 | 0 | 0 | 0 | 0 | 0 | 0 | 8 | 20 | 8 | 19
5553 | 232 | 8 | 20 | 9 | 0 | 0 | 0 | 0 | 0 | 0 | 1 | 1 | 0 | 0 | 0 | 0 | 0 | 0 | 0 | 8 | 20 | 8 | 19
5554 | 232 | 8 | 20 | 10 | 0 | 0 | 0 | 0 | 0 | 0 | 1 | 1 | 0 | 0 | 0 | 0 | 0 | 0 | 0 | 8 | 20 | 8 | 19
5555 | 232 | 8 | 20 | 11 | 0 | 0 | 0 | 0 | 0 | 0 | 1 | 1 | 0 | 0 | 0 | 0 | 0 | 0 | 0 | 8 | 20 | 8 | 19
5556 | 232 | 8 | 20 | 12 | 0 | 0 | 0 | 0 | 0 | 0 | 1 | 1 | 0 | 0 | 0 | 0 | 0 | 0 | 0 | 8 | 20 | 8 | 19
5557 | 232 | 8 | 20 | 13 | 0 | 0 | 0 | 0 | 0 | 0 | 1 | 1 | 0 | 0 | 0 | 0 | 0 | 0 | 0 | 8 | 20 | 8 | 19
5558 | 232 | 8 | 20 | 14 | 0 | 0 | 0 | 0 | 0 | 0 | 1 | 1 | 0 | 0 | 0 | 0 | 0 | 0 | 0 | 8 | 20 | 8 | 19
5559 | 232 | 8 | 20 | 15 | 0 | 0 | 0 | 0 | 0 | 0 | 1 | 1 | 0 | 0 | 0 | 0 | 0 | 0 | 0 | 8 | 20 | 8 | 19
5560 | 232 | 8 | 20 | 16 | 0 | 0 | 0 | 0 | 0 | 0 | 1 | 1 | 0 | 0 | 0 | 0 | 0 | 0 | 0 | 8 | 20 | 8 | 19
5561 | 232 | 8 | 20 | 17 | 0 | 0 | 0 | 0 | 0 | 0 | 1 | 1 | 0 | 0 | 0 | 0 | 0 | 0 | 0 | 8 | 20 | 8 | 19
5562 | 232 | 8 | 20 | 18 | 0 | 0 | 0 | 0 | 0 | 0 | 1 | 1 | 0 | 0 | 0 | 0 | 0 | 0 | 0 | 8 | 20 | 8 | 19
5563 | 232 | 8 | 20 | 19 | 0 | 0 | 0 | 0 | 0 | 0 | 1 | 1 | 0 | 0 | 0 | 0 | 0 | 0 | 0 | 8 | 20 | 8 | 19
5564 | 232 | 8 | 20 | 20 | 0 | 0 | 0 | 0 | 0 | 0 | 1 | 1 | 0 | 0 | 0 | 0 | 0 | 0 | 0 | 8 | 20 | 8 | 19
5565 | 232 | 8 | 20 | 21 | 0 | 0 | 0 | 0 | 0 | 0 | 1 | 1 | 0 | 0 | 0 | 0 | 0 | 0 | 0 | 8 | 20 | 8 | 19
5566 | 232 | 8 | 20 | 22 | 0 | 0 | 0 | 0 | 0 | 0 | 1 | 1 | 0 | 0 | 0 | 0 | 0 | 0 | 0 | 8 | 20 | 8 | 19
5567 | 232 | 8 | 20 | 23 | 0 | 0 | 0 | 0 | 0 | 0 | 1 | 1 | 0 | 0 | 0 | 0 | 0 | 0 | 0 | 8 | 20 | 8 | 19
5568 | 232 | 8 | 20 | 24 | 0 | 0 | 0 | 0 | 0 | 0 | 1 | 1 | 0 | 0 | 0 | 0 | 0 | 0 | 0 | 8 | 20 | 8 | 19
5569 | 233 | 8 | 21 | 1 | 1 | 0 | 0 | 0 | 0 | 0 | 1 | 1 | 0 | 0 | 0 | 0 | 0 | 0 | 0 | 8 | 21 | 8 | 20
5570 | 233 | 8 | 21 | 2 | 1 | 0 | 0 | 0 | 0 | 0 | 1 | 1 | 0 | 0 | 0 | 0 | 0 | 0 | 0 | 8 | 21 | 8 | 20
5571 | 233 | 8 | 21 | 3 | 1 | 0 | 0 | 0 | 0 | 0 | 1 | 1 | 0 | 0 | 0 | 0 | 0 | 0 | 0 | 8 | 21 | 8 | 20
5572 | 233 | 8 | 21 | 4 | 1 | 0 | 0 | 0 | 0 | 0 | 1 | 1 | 0 | 0 | 0 | 0 | 0 | 0 | 0 | 8 | 21 | 8 | 20
5573 | 233 | 8 | 21 | 5 | 1 | 0 | 0 | 0 | 0 | 0 | 1 | 1 | 0 | 0 | 0 | 0 | 0 | 0 | 0 | 8 | 21 | 8 | 20
5574 | 233 | 8 | 21 | 6 | 1 | 0 | 0 | 0 | 0 | 0 | 1 | 1 | 0 | 0 | 0 | 0 | 0 | 0 | 0 | 8 | 21 | 8 | 20
5575 | 233 | 8 | 21 | 7 | 1 | 0 | 0 | 0 | 0 | 0 | 1 | 1 | 0 | 0 | 0 | 0 | 0 | 0 | 0 | 8 | 21 | 8 | 20
5576 | 233 | 8 | 21 | 8 | 1 | 0 | 0 | 0 | 0 | 0 | 1 | 1 | 0 | 0 | 0 | 0 | 0 | 0 | 0 | 8 | 21 | 8 | 20
5577 | 233 | 8 | 21 | 9 | 1 | 0 | 0 | 0 | 0 | 0 | 1 | 1 | 0 | 0 | 0 | 0 | 0 | 0 | 0 | 8 | 21 | 8 | 20
5578 | 233 | 8 | 21 | 10 | 1 | 0 | 0 | 0 | 0 | 0 | 1 | 1 | 0 | 0 | 0 | 0 | 0 | 0 | 0 | 8 | 21 | 8 | 20
5579 | 233 | 8 | 21 | 11 | 1 | 0 | 0 | 0 | 0 | 0 | 1 | 1 | 0 | 0 | 0 | 0 | 0 | 0 | 0 | 8 | 21 | 8 | 20
5580 | 233 | 8 | 21 | 12 | 1 | 0 | 0 | 0 | 0 | 0 | 1 | 1 | 0 | 0 | 0 | 0 | 0 | 0 | 0 | 8 | 21 | 8 | 20
5581 | 233 | 8 | 21 | 13 | 1 | 0 | 0 | 0 | 0 | 0 | 1 | 1 | 0 | 0 | 0 | 0 | 0 | 0 | 0 | 8 | 21 | 8 | 20
5582 | 233 | 8 | 21 | 14 | 1 | 0 | 0 | 0 | 0 | 1 | 0 | 1 | 0 | 0 | 0 | 0 | 0 | 0 | 0 | 8 | 21 | 8 | 20
5583 | 233 | 8 | 21 | 15 | 1 | 0 | 0 | 0 | 0 | 1 | 0 | 1 | 0 | 0 | 0 | 0 | 0 | 0 | 0 | 8 | 21 | 8 | 20
5584 | 233 | 8 | 21 | 16 | 1 | 0 | 0 | 0 | 0 | 1 | 0 | 1 | 0 | 0 | 0 | 0 | 0 | 0 | 0 | 8 | 21 | 8 | 20
5585 | 233 | 8 | 21 | 17 | 1 | 0 | 0 | 0 | 0 | 1 | 0 | 1 | 0 | 0 | 0 | 0 | 0 | 0 | 0 | 8 | 21 | 8 | 20
5586 | 233 | 8 | 21 | 18 | 1 | 0 | 0 | 0 | 0 | 1 | 0 | 1 | 0 | 0 | 0 | 0 | 0 | 0 | 0 | 8 | 21 | 8 | 20
5587 | 233 | 8 | 21 | 19 | 1 | 0 | 0 | 0 | 0 | 1 | 0 | 1 | 0 | 0 | 0 | 0 | 0 | 0 | 0 | 8 | 21 | 8 | 20
5588 | 233 | 8 | 21 | 20 | 1 | 0 | 0 | 0 | 0 | 0 | 1 | 1 | 0 | 0 | 0 | 0 | 0 | 0 | 0 | 8 | 21 | 8 | 20
5589 | 233 | 8 | 21 | 21 | 1 | 0 | 0 | 0 | 0 | 0 | 1 | 1 | 0 | 0 | 0 | 0 | 0 | 0 | 0 | 8 | 21 | 8 | 20
5590 | 233 | 8 | 21 | 22 | 1 | 0 | 0 | 0 | 0 | 0 | 1 | 1 | 0 | 0 | 0 | 0 | 0 | 0 | 0 | 8 | 21 | 8 | 20
5591 | 233 | 8 | 21 | 23 | 1 | 0 | 0 | 0 | 0 | 0 | 1 | 1 | 0 | 0 | 0 | 0 | 0 | 0 | 0 | 8 | 21 | 8 | 20
5592 | 233 | 8 | 21 | 24 | 1 | 0 | 0 | 0 | 0 | 0 | 1 | 1 | 0 | 0 | 0 | 0 | 0 | 0 | 0 | 8 | 21 | 8 | 20
5593 | 234 | 8 | 22 | 1 | 1 | 0 | 0 | 0 | 0 | 0 | 1 | 1 | 0 | 0 | 0 | 0 | 0 | 0 | 0 | 8 | 22 | 8 | 21
5594 | 234 | 8 | 22 | 2 | 1 | 0 | 0 | 0 | 0 | 0 | 1 | 1 | 0 | 0 | 0 | 0 | 0 | 0 | 0 | 8 | 22 | 8 | 21
5595 | 234 | 8 | 22 | 3 | 1 | 0 | 0 | 0 | 0 | 0 | 1 | 1 | 0 | 0 | 0 | 0 | 0 | 0 | 0 | 8 | 22 | 8 | 21
5596 | 234 | 8 | 22 | 4 | 1 | 0 | 0 | 0 | 0 | 0 | 1 | 1 | 0 | 0 | 0 | 0 | 0 | 0 | 0 | 8 | 22 | 8 | 21
5597 | 234 | 8 | 22 | 5 | 1 | 0 | 0 | 0 | 0 | 0 | 1 | 1 | 0 | 0 | 0 | 0 | 0 | 0 | 0 | 8 | 22 | 8 | 21
5598 | 234 | 8 | 22 | 6 | 1 | 0 | 0 | 0 | 0 | 0 | 1 | 1 | 0 | 0 | 0 | 0 | 0 | 0 | 0 | 8 | 22 | 8 | 21
5599 | 234 | 8 | 22 | 7 | 1 | 0 | 0 | 0 | 0 | 0 | 1 | 1 | 0 | 0 | 0 | 0 | 0 | 0 | 0 | 8 | 22 | 8 | 21
5600 | 234 | 8 | 22 | 8 | 1 | 0 | 0 | 0 | 0 | 0 | 1 | 1 | 0 | 0 | 0 | 0 | 0 | 0 | 0 | 8 | 22 | 8 | 21
5601 | 234 | 8 | 22 | 9 | 1 | 0 | 0 | 0 | 0 | 0 | 1 | 1 | 0 | 0 | 0 | 0 | 0 | 0 | 0 | 8 | 22 | 8 | 21
5602 | 234 | 8 | 22 | 10 | 1 | 0 | 0 | 0 | 0 | 0 | 1 | 1 | 0 | 0 | 0 | 0 | 0 | 0 | 0 | 8 | 22 | 8 | 21
5603 | 234 | 8 | 22 | 11 | 1 | 0 | 0 | 0 | 0 | 0 | 1 | 1 | 0 | 0 | 0 | 0 | 0 | 0 | 0 | 8 | 22 | 8 | 21
5604 | 234 | 8 | 22 | 12 | 1 | 0 | 0 | 0 | 0 | 0 | 1 | 1 | 0 | 0 | 0 | 0 | 0 | 0 | 0 | 8 | 22 | 8 | 21
5605 | 234 | 8 | 22 | 13 | 1 | 0 | 0 | 0 | 0 | 0 | 1 | 1 | 0 | 0 | 0 | 0 | 0 | 0 | 0 | 8 | 22 | 8 | 21
5606 | 234 | 8 | 22 | 14 | 1 | 0 | 0 | 0 | 0 | 1 | 0 | 1 | 0 | 0 | 0 | 0 | 0 | 0 | 0 | 8 | 22 | 8 | 21
5607 | 234 | 8 | 22 | 15 | 1 | 0 | 0 | 0 | 0 | 1 | 0 | 1 | 0 | 0 | 0 | 0 | 0 | 0 | 0 | 8 | 22 | 8 | 21
5608 | 234 | 8 | 22 | 16 | 1 | 0 | 0 | 0 | 0 | 1 | 0 | 1 | 0 | 0 | 0 | 0 | 0 | 0 | 0 | 8 | 22 | 8 | 21
5609 | 234 | 8 | 22 | 17 | 1 | 0 | 0 | 0 | 0 | 1 | 0 | 1 | 0 | 0 | 0 | 0 | 0 | 0 | 0 | 8 | 22 | 8 | 21
5610 | 234 | 8 | 22 | 18 | 1 | 0 | 0 | 0 | 0 | 1 | 0 | 1 | 0 | 0 | 0 | 0 | 0 | 0 | 0 | 8 | 22 | 8 | 21
5611 | 234 | 8 | 22 | 19 | 1 | 0 | 0 | 0 | 0 | 1 | 0 | 1 | 0 | 0 | 0 | 0 | 0 | 0 | 0 | 8 | 22 | 8 | 21
5612 | 234 | 8 | 22 | 20 | 1 | 0 | 0 | 0 | 0 | 0 | 1 | 1 | 0 | 0 | 0 | 0 | 0 | 0 | 0 | 8 | 22 | 8 | 21
5613 | 234 | 8 | 22 | 21 | 1 | 0 | 0 | 0 | 0 | 0 | 1 | 1 | 0 | 0 | 0 | 0 | 0 | 0 | 0 | 8 | 22 | 8 | 21
5614 | 234 | 8 | 22 | 22 | 1 | 0 | 0 | 0 | 0 | 0 | 1 | 1 | 0 | 0 | 0 | 0 | 0 | 0 | 0 | 8 | 22 | 8 | 21
5615 | 234 | 8 | 22 | 23 | 1 | 0 | 0 | 0 | 0 | 0 | 1 | 1 | 0 | 0 | 0 | 0 | 0 | 0 | 0 | 8 | 22 | 8 | 21
5616 | 234 | 8 | 22 | 24 | 1 | 0 | 0 | 0 | 0 | 0 | 1 | 1 | 0 | 0 | 0 | 0 | 0 | 0 | 0 | 8 | 22 | 8 | 21
5617 | 235 | 8 | 23 | 1 | 1 | 0 | 0 | 0 | 0 | 0 | 1 | 1 | 0 | 0 | 0 | 0 | 0 | 0 | 0 | 8 | 23 | 8 | 22
5618 | 235 | 8 | 23 | 2 | 1 | 0 | 0 | 0 | 0 | 0 | 1 | 1 | 0 | 0 | 0 | 0 | 0 | 0 | 0 | 8 | 23 | 8 | 22
5619 | 235 | 8 | 23 | 3 | 1 | 0 | 0 | 0 | 0 | 0 | 1 | 1 | 0 | 0 | 0 | 0 | 0 | 0 | 0 | 8 | 23 | 8 | 22
5620 | 235 | 8 | 23 | 4 | 1 | 0 | 0 | 0 | 0 | 0 | 1 | 1 | 0 | 0 | 0 | 0 | 0 | 0 | 0 | 8 | 23 | 8 | 22
5621 | 235 | 8 | 23 | 5 | 1 | 0 | 0 | 0 | 0 | 0 | 1 | 1 | 0 | 0 | 0 | 0 | 0 | 0 | 0 | 8 | 23 | 8 | 22
5622 | 235 | 8 | 23 | 6 | 1 | 0 | 0 | 0 | 0 | 0 | 1 | 1 | 0 | 0 | 0 | 0 | 0 | 0 | 0 | 8 | 23 | 8 | 22
5623 | 235 | 8 | 23 | 7 | 1 | 0 | 0 | 0 | 0 | 0 | 1 | 1 | 0 | 0 | 0 | 0 | 0 | 0 | 0 | 8 | 23 | 8 | 22
5624 | 235 | 8 | 23 | 8 | 1 | 0 | 0 | 0 | 0 | 0 | 1 | 1 | 0 | 0 | 0 | 0 | 0 | 0 | 0 | 8 | 23 | 8 | 22
5625 | 235 | 8 | 23 | 9 | 1 | 0 | 0 | 0 | 0 | 0 | 1 | 1 | 0 | 0 | 0 | 0 | 0 | 0 | 0 | 8 | 23 | 8 | 22
5626 | 235 | 8 | 23 | 10 | 1 | 0 | 0 | 0 | 0 | 0 | 1 | 1 | 0 | 0 | 0 | 0 | 0 | 0 | 0 | 8 | 23 | 8 | 22
5627 | 235 | 8 | 23 | 11 | 1 | 0 | 0 | 0 | 0 | 0 | 1 | 1 | 0 | 0 | 0 | 0 | 0 | 0 | 0 | 8 | 23 | 8 | 22
5628 | 235 | 8 | 23 | 12 | 1 | 0 | 0 | 0 | 0 | 0 | 1 | 1 | 0 | 0 | 0 | 0 | 0 | 0 | 0 | 8 | 23 | 8 | 22
5629 | 235 | 8 | 23 | 13 | 1 | 0 | 0 | 0 | 0 | 0 | 1 | 1 | 0 | 0 | 0 | 0 | 0 | 0 | 0 | 8 | 23 | 8 | 22
5630 | 235 | 8 | 23 | 14 | 1 | 0 | 0 | 0 | 0 | 1 | 0 | 1 | 0 | 0 | 0 | 0 | 0 | 0 | 0 | 8 | 23 | 8 | 22
5631 | 235 | 8 | 23 | 15 | 1 | 0 | 0 | 0 | 0 | 1 | 0 | 1 | 0 | 0 | 0 | 0 | 0 | 0 | 0 | 8 | 23 | 8 | 22
5632 | 235 | 8 | 23 | 16 | 1 | 0 | 0 | 0 | 0 | 1 | 0 | 1 | 0 | 0 | 0 | 0 | 0 | 0 | 0 | 8 | 23 | 8 | 22
5633 | 235 | 8 | 23 | 17 | 1 | 0 | 0 | 0 | 0 | 1 | 0 | 1 | 0 | 0 | 0 | 0 | 0 | 0 | 0 | 8 | 23 | 8 | 22
5634 | 235 | 8 | 23 | 18 | 1 | 0 | 0 | 0 | 0 | 1 | 0 | 1 | 0 | 0 | 0 | 0 | 0 | 0 | 0 | 8 | 23 | 8 | 22
5635 | 235 | 8 | 23 | 19 | 1 | 0 | 0 | 0 | 0 | 1 | 0 | 1 | 0 | 0 | 0 | 0 | 0 | 0 | 0 | 8 | 23 | 8 | 22
5636 | 235 | 8 | 23 | 20 | 1 | 0 | 0 | 0 | 0 | 0 | 1 | 1 | 0 | 0 | 0 | 0 | 0 | 0 | 0 | 8 | 23 | 8 | 22
5637 | 235 | 8 | 23 | 21 | 1 | 0 | 0 | 0 | 0 | 0 | 1 | 1 | 0 | 0 | 0 | 0 | 0 | 0 | 0 | 8 | 23 | 8 | 22
5638 | 235 | 8 | 23 | 22 | 1 | 0 | 0 | 0 | 0 | 0 | 1 | 1 | 0 | 0 | 0 | 0 | 0 | 0 | 0 | 8 | 23 | 8 | 22
5639 | 235 | 8 | 23 | 23 | 1 | 0 | 0 | 0 | 0 | 0 | 1 | 1 | 0 | 0 | 0 | 0 | 0 | 0 | 0 | 8 | 23 | 8 | 22
5640 | 235 | 8 | 23 | 24 | 1 | 0 | 0 | 0 | 0 | 0 | 1 | 1 | 0 | 0 | 0 | 0 | 0 | 0 | 0 | 8 | 23 | 8 | 22
5641 | 236 | 8 | 24 | 1 | 1 | 0 | 0 | 0 | 0 | 0 | 1 | 1 | 0 | 0 | 0 | 0 | 0 | 0 | 0 | 8 | 24 | 8 | 23
5642 | 236 | 8 | 24 | 2 | 1 | 0 | 0 | 0 | 0 | 0 | 1 | 1 | 0 | 0 | 0 | 0 | 0 | 0 | 0 | 8 | 24 | 8 | 23
5643 | 236 | 8 | 24 | 3 | 1 | 0 | 0 | 0 | 0 | 0 | 1 | 1 | 0 | 0 | 0 | 0 | 0 | 0 | 0 | 8 | 24 | 8 | 23
5644 | 236 | 8 | 24 | 4 | 1 | 0 | 0 | 0 | 0 | 0 | 1 | 1 | 0 | 0 | 0 | 0 | 0 | 0 | 0 | 8 | 24 | 8 | 23
5645 | 236 | 8 | 24 | 5 | 1 | 0 | 0 | 0 | 0 | 0 | 1 | 1 | 0 | 0 | 0 | 0 | 0 | 0 | 0 | 8 | 24 | 8 | 23
5646 | 236 | 8 | 24 | 6 | 1 | 0 | 0 | 0 | 0 | 0 | 1 | 1 | 0 | 0 | 0 | 0 | 0 | 0 | 0 | 8 | 24 | 8 | 23
5647 | 236 | 8 | 24 | 7 | 1 | 0 | 0 | 0 | 0 | 0 | 1 | 1 | 0 | 0 | 0 | 0 | 0 | 0 | 0 | 8 | 24 | 8 | 23
5648 | 236 | 8 | 24 | 8 | 1 | 0 | 0 | 0 | 0 | 0 | 1 | 1 | 0 | 0 | 0 | 0 | 0 | 0 | 0 | 8 | 24 | 8 | 23
5649 | 236 | 8 | 24 | 9 | 1 | 0 | 0 | 0 | 0 | 0 | 1 | 1 | 0 | 0 | 0 | 0 | 0 | 0 | 0 | 8 | 24 | 8 | 23
5650 | 236 | 8 | 24 | 10 | 1 | 0 | 0 | 0 | 0 | 0 | 1 | 1 | 0 | 0 | 0 | 0 | 0 | 0 | 0 | 8 | 24 | 8 | 23
5651 | 236 | 8 | 24 | 11 | 1 | 0 | 0 | 0 | 0 | 0 | 1 | 1 | 0 | 0 | 0 | 0 | 0 | 0 | 0 | 8 | 24 | 8 | 23
5652 | 236 | 8 | 24 | 12 | 1 | 0 | 0 | 0 | 0 | 0 | 1 | 1 | 0 | 0 | 0 | 0 | 0 | 0 | 0 | 8 | 24 | 8 | 23
5653 | 236 | 8 | 24 | 13 | 1 | 0 | 0 | 0 | 0 | 0 | 1 | 1 | 0 | 0 | 0 | 0 | 0 | 0 | 0 | 8 | 24 | 8 | 23
5654 | 236 | 8 | 24 | 14 | 1 | 0 | 0 | 0 | 0 | 1 | 0 | 1 | 0 | 0 | 0 | 0 | 0 | 0 | 0 | 8 | 24 | 8 | 23
5655 | 236 | 8 | 24 | 15 | 1 | 0 | 0 | 0 | 0 | 1 | 0 | 1 | 0 | 0 | 0 | 0 | 0 | 0 | 0 | 8 | 24 | 8 | 23
5656 | 236 | 8 | 24 | 16 | 1 | 0 | 0 | 0 | 0 | 1 | 0 | 1 | 0 | 0 | 0 | 0 | 0 | 0 | 0 | 8 | 24 | 8 | 23
5657 | 236 | 8 | 24 | 17 | 1 | 0 | 0 | 0 | 0 | 1 | 0 | 1 | 0 | 0 | 0 | 0 | 0 | 0 | 0 | 8 | 24 | 8 | 23
5658 | 236 | 8 | 24 | 18 | 1 | 0 | 0 | 0 | 0 | 1 | 0 | 1 | 0 | 0 | 0 | 0 | 0 | 0 | 0 | 8 | 24 | 8 | 23
5659 | 236 | 8 | 24 | 19 | 1 | 0 | 0 | 0 | 0 | 1 | 0 | 1 | 0 | 0 | 0 | 0 | 0 | 0 | 0 | 8 | 24 | 8 | 23
5660 | 236 | 8 | 24 | 20 | 1 | 0 | 0 | 0 | 0 | 0 | 1 | 1 | 0 | 0 | 0 | 0 | 0 | 0 | 0 | 8 | 24 | 8 | 23
5661 | 236 | 8 | 24 | 21 | 1 | 0 | 0 | 0 | 0 | 0 | 1 | 1 | 0 | 0 | 0 | 0 | 0 | 0 | 0 | 8 | 24 | 8 | 23
5662 | 236 | 8 | 24 | 22 | 1 | 0 | 0 | 0 | 0 | 0 | 1 | 1 | 0 | 0 | 0 | 0 | 0 | 0 | 0 | 8 | 24 | 8 | 23
5663 | 236 | 8 | 24 | 23 | 1 | 0 | 0 | 0 | 0 | 0 | 1 | 1 | 0 | 0 | 0 | 0 | 0 | 0 | 0 | 8 | 24 | 8 | 23
5664 | 236 | 8 | 24 | 24 | 1 | 0 | 0 | 0 | 0 | 0 | 1 | 1 | 0 | 0 | 0 | 0 | 0 | 0 | 0 | 8 | 24 | 8 | 23
5665 | 237 | 8 | 25 | 1 | 1 | 0 | 0 | 0 | 0 | 0 | 1 | 1 | 0 | 0 | 0 | 0 | 0 | 0 | 0 | 8 | 25 | 8 | 24
5666 | 237 | 8 | 25 | 2 | 1 | 0 | 0 | 0 | 0 | 0 | 1 | 1 | 0 | 0 | 0 | 0 | 0 | 0 | 0 | 8 | 25 | 8 | 24
5667 | 237 | 8 | 25 | 3 | 1 | 0 | 0 | 0 | 0 | 0 | 1 | 1 | 0 | 0 | 0 | 0 | 0 | 0 | 0 | 8 | 25 | 8 | 24
5668 | 237 | 8 | 25 | 4 | 1 | 0 | 0 | 0 | 0 | 0 | 1 | 1 | 0 | 0 | 0 | 0 | 0 | 0 | 0 | 8 | 25 | 8 | 24
5669 | 237 | 8 | 25 | 5 | 1 | 0 | 0 | 0 | 0 | 0 | 1 | 1 | 0 | 0 | 0 | 0 | 0 | 0 | 0 | 8 | 25 | 8 | 24
5670 | 237 | 8 | 25 | 6 | 1 | 0 | 0 | 0 | 0 | 0 | 1 | 1 | 0 | 0 | 0 | 0 | 0 | 0 | 0 | 8 | 25 | 8 | 24
5671 | 237 | 8 | 25 | 7 | 1 | 0 | 0 | 0 | 0 | 0 | 1 | 1 | 0 | 0 | 0 | 0 | 0 | 0 | 0 | 8 | 25 | 8 | 24
5672 | 237 | 8 | 25 | 8 | 1 | 0 | 0 | 0 | 0 | 0 | 1 | 1 | 0 | 0 | 0 | 0 | 0 | 0 | 0 | 8 | 25 | 8 | 24
5673 | 237 | 8 | 25 | 9 | 1 | 0 | 0 | 0 | 0 | 0 | 1 | 1 | 0 | 0 | 0 | 0 | 0 | 0 | 0 | 8 | 25 | 8 | 24
5674 | 237 | 8 | 25 | 10 | 1 | 0 | 0 | 0 | 0 | 0 | 1 | 1 | 0 | 0 | 0 | 0 | 0 | 0 | 0 | 8 | 25 | 8 | 24
5675 | 237 | 8 | 25 | 11 | 1 | 0 | 0 | 0 | 0 | 0 | 1 | 1 | 0 | 0 | 0 | 0 | 0 | 0 | 0 | 8 | 25 | 8 | 24
5676 | 237 | 8 | 25 | 12 | 1 | 0 | 0 | 0 | 0 | 0 | 1 | 1 | 0 | 0 | 0 | 0 | 0 | 0 | 0 | 8 | 25 | 8 | 24
5677 | 237 | 8 | 25 | 13 | 1 | 0 | 0 | 0 | 0 | 0 | 1 | 1 | 0 | 0 | 0 | 0 | 0 | 0 | 0 | 8 | 25 | 8 | 24
5678 | 237 | 8 | 25 | 14 | 1 | 0 | 0 | 0 | 0 | 1 | 0 | 1 | 0 | 0 | 0 | 0 | 0 | 0 | 0 | 8 | 25 | 8 | 24
5679 | 237 | 8 | 25 | 15 | 1 | 0 | 0 | 0 | 0 | 1 | 0 | 1 | 0 | 0 | 0 | 0 | 0 | 0 | 0 | 8 | 25 | 8 | 24
5680 | 237 | 8 | 25 | 16 | 1 | 0 | 0 | 0 | 0 | 1 | 0 | 1 | 0 | 0 | 0 | 0 | 0 | 0 | 0 | 8 | 25 | 8 | 24
5681 | 237 | 8 | 25 | 17 | 1 | 0 | 0 | 0 | 0 | 1 | 0 | 1 | 0 | 0 | 0 | 0 | 0 | 0 | 0 | 8 | 25 | 8 | 24
5682 | 237 | 8 | 25 | 18 | 1 | 0 | 0 | 0 | 0 | 1 | 0 | 1 | 0 | 0 | 0 | 0 | 0 | 0 | 0 | 8 | 25 | 8 | 24
5683 | 237 | 8 | 25 | 19 | 1 | 0 | 0 | 0 | 0 | 1 | 0 | 1 | 0 | 0 | 0 | 0 | 0 | 0 | 0 | 8 | 25 | 8 | 24
5684 | 237 | 8 | 25 | 20 | 1 | 0 | 0 | 0 | 0 | 0 | 1 | 1 | 0 | 0 | 0 | 0 | 0 | 0 | 0 | 8 | 25 | 8 | 24
5685 | 237 | 8 | 25 | 21 | 1 | 0 | 0 | 0 | 0 | 0 | 1 | 1 | 0 | 0 | 0 | 0 | 0 | 0 | 0 | 8 | 25 | 8 | 24
5686 | 237 | 8 | 25 | 22 | 1 | 0 | 0 | 0 | 0 | 0 | 1 | 1 | 0 | 0 | 0 | 0 | 0 | 0 | 0 | 8 | 25 | 8 | 24
5687 | 237 | 8 | 25 | 23 | 1 | 0 | 0 | 0 | 0 | 0 | 1 | 1 | 0 | 0 | 0 | 0 | 0 | 0 | 0 | 8 | 25 | 8 | 24
5688 | 237 | 8 | 25 | 24 | 1 | 0 | 0 | 0 | 0 | 0 | 1 | 1 | 0 | 0 | 0 | 0 | 0 | 0 | 0 | 8 | 25 | 8 | 24
5689 | 238 | 8 | 26 | 1 | 0 | 0 | 0 | 0 | 0 | 0 | 1 | 1 | 0 | 0 | 0 | 0 | 0 | 0 | 0 | 8 | 26 | 8 | 25
5690 | 238 | 8 | 26 | 2 | 0 | 0 | 0 | 0 | 0 | 0 | 1 | 1 | 0 | 0 | 0 | 0 | 0 | 0 | 0 | 8 | 26 | 8 | 25
5691 | 238 | 8 | 26 | 3 | 0 | 0 | 0 | 0 | 0 | 0 | 1 | 1 | 0 | 0 | 0 | 0 | 0 | 0 | 0 | 8 | 26 | 8 | 25
5692 | 238 | 8 | 26 | 4 | 0 | 0 | 0 | 0 | 0 | 0 | 1 | 1 | 0 | 0 | 0 | 0 | 0 | 0 | 0 | 8 | 26 | 8 | 25
5693 | 238 | 8 | 26 | 5 | 0 | 0 | 0 | 0 | 0 | 0 | 1 | 1 | 0 | 0 | 0 | 0 | 0 | 0 | 0 | 8 | 26 | 8 | 25
5694 | 238 | 8 | 26 | 6 | 0 | 0 | 0 | 0 | 0 | 0 | 1 | 1 | 0 | 0 | 0 | 0 | 0 | 0 | 0 | 8 | 26 | 8 | 25
5695 | 238 | 8 | 26 | 7 | 0 | 0 | 0 | 0 | 0 | 0 | 1 | 1 | 0 | 0 | 0 | 0 | 0 | 0 | 0 | 8 | 26 | 8 | 25
5696 | 238 | 8 | 26 | 8 | 0 | 0 | 0 | 0 | 0 | 0 | 1 | 1 | 0 | 0 | 0 | 0 | 0 | 0 | 0 | 8 | 26 | 8 | 25
5697 | 238 | 8 | 26 | 9 | 0 | 0 | 0 | 0 | 0 | 0 | 1 | 1 | 0 | 0 | 0 | 0 | 0 | 0 | 0 | 8 | 26 | 8 | 25
5698 | 238 | 8 | 26 | 10 | 0 | 0 | 0 | 0 | 0 | 0 | 1 | 1 | 0 | 0 | 0 | 0 | 0 | 0 | 0 | 8 | 26 | 8 | 25
5699 | 238 | 8 | 26 | 11 | 0 | 0 | 0 | 0 | 0 | 0 | 1 | 1 | 0 | 0 | 0 | 0 | 0 | 0 | 0 | 8 | 26 | 8 | 25
5700 | 238 | 8 | 26 | 12 | 0 | 0 | 0 | 0 | 0 | 0 | 1 | 1 | 0 | 0 | 0 | 0 | 0 | 0 | 0 | 8 | 26 | 8 | 25
5701 | 238 | 8 | 26 | 13 | 0 | 0 | 0 | 0 | 0 | 0 | 1 | 1 | 0 | 0 | 0 | 0 | 0 | 0 | 0 | 8 | 26 | 8 | 25
5702 | 238 | 8 | 26 | 14 | 0 | 0 | 0 | 0 | 0 | 0 | 1 | 1 | 0 | 0 | 0 | 0 | 0 | 0 | 0 | 8 | 26 | 8 | 25
5703 | 238 | 8 | 26 | 15 | 0 | 0 | 0 | 0 | 0 | 0 | 1 | 1 | 0 | 0 | 0 | 0 | 0 | 0 | 0 | 8 | 26 | 8 | 25
5704 | 238 | 8 | 26 | 16 | 0 | 0 | 0 | 0 | 0 | 0 | 1 | 1 | 0 | 0 | 0 | 0 | 0 | 0 | 0 | 8 | 26 | 8 | 25
5705 | 238 | 8 | 26 | 17 | 0 | 0 | 0 | 0 | 0 | 0 | 1 | 1 | 0 | 0 | 0 | 0 | 0 | 0 | 0 | 8 | 26 | 8 | 25
5706 | 238 | 8 | 26 | 18 | 0 | 0 | 0 | 0 | 0 | 0 | 1 | 1 | 0 | 0 | 0 | 0 | 0 | 0 | 0 | 8 | 26 | 8 | 25
5707 | 238 | 8 | 26 | 19 | 0 | 0 | 0 | 0 | 0 | 0 | 1 | 1 | 0 | 0 | 0 | 0 | 0 | 0 | 0 | 8 | 26 | 8 | 25
5708 | 238 | 8 | 26 | 20 | 0 | 0 | 0 | 0 | 0 | 0 | 1 | 1 | 0 | 0 | 0 | 0 | 0 | 0 | 0 | 8 | 26 | 8 | 25
5709 | 238 | 8 | 26 | 21 | 0 | 0 | 0 | 0 | 0 | 0 | 1 | 1 | 0 | 0 | 0 | 0 | 0 | 0 | 0 | 8 | 26 | 8 | 25
5710 | 238 | 8 | 26 | 22 | 0 | 0 | 0 | 0 | 0 | 0 | 1 | 1 | 0 | 0 | 0 | 0 | 0 | 0 | 0 | 8 | 26 | 8 | 25
5711 | 238 | 8 | 26 | 23 | 0 | 0 | 0 | 0 | 0 | 0 | 1 | 1 | 0 | 0 | 0 | 0 | 0 | 0 | 0 | 8 | 26 | 8 | 25
5712 | 238 | 8 | 26 | 24 | 0 | 0 | 0 | 0 | 0 | 0 | 1 | 1 | 0 | 0 | 0 | 0 | 0 | 0 | 0 | 8 | 26 | 8 | 25
5713 | 239 | 8 | 27 | 1 | 0 | 0 | 0 | 0 | 0 | 0 | 1 | 1 | 0 | 0 | 0 | 0 | 0 | 0 | 0 | 8 | 27 | 8 | 26
5714 | 239 | 8 | 27 | 2 | 0 | 0 | 0 | 0 | 0 | 0 | 1 | 1 | 0 | 0 | 0 | 0 | 0 | 0 | 0 | 8 | 27 | 8 | 26
5715 | 239 | 8 | 27 | 3 | 0 | 0 | 0 | 0 | 0 | 0 | 1 | 1 | 0 | 0 | 0 | 0 | 0 | 0 | 0 | 8 | 27 | 8 | 26
5716 | 239 | 8 | 27 | 4 | 0 | 0 | 0 | 0 | 0 | 0 | 1 | 1 | 0 | 0 | 0 | 0 | 0 | 0 | 0 | 8 | 27 | 8 | 26
5717 | 239 | 8 | 27 | 5 | 0 | 0 | 0 | 0 | 0 | 0 | 1 | 1 | 0 | 0 | 0 | 0 | 0 | 0 | 0 | 8 | 27 | 8 | 26
5718 | 239 | 8 | 27 | 6 | 0 | 0 | 0 | 0 | 0 | 0 | 1 | 1 | 0 | 0 | 0 | 0 | 0 | 0 | 0 | 8 | 27 | 8 | 26
5719 | 239 | 8 | 27 | 7 | 0 | 0 | 0 | 0 | 0 | 0 | 1 | 1 | 0 | 0 | 0 | 0 | 0 | 0 | 0 | 8 | 27 | 8 | 26
5720 | 239 | 8 | 27 | 8 | 0 | 0 | 0 | 0 | 0 | 0 | 1 | 1 | 0 | 0 | 0 | 0 | 0 | 0 | 0 | 8 | 27 | 8 | 26
5721 | 239 | 8 | 27 | 9 | 0 | 0 | 0 | 0 | 0 | 0 | 1 | 1 | 0 | 0 | 0 | 0 | 0 | 0 | 0 | 8 | 27 | 8 | 26
5722 | 239 | 8 | 27 | 10 | 0 | 0 | 0 | 0 | 0 | 0 | 1 | 1 | 0 | 0 | 0 | 0 | 0 | 0 | 0 | 8 | 27 | 8 | 26
5723 | 239 | 8 | 27 | 11 | 0 | 0 | 0 | 0 | 0 | 0 | 1 | 1 | 0 | 0 | 0 | 0 | 0 | 0 | 0 | 8 | 27 | 8 | 26
5724 | 239 | 8 | 27 | 12 | 0 | 0 | 0 | 0 | 0 | 0 | 1 | 1 | 0 | 0 | 0 | 0 | 0 | 0 | 0 | 8 | 27 | 8 | 26
5725 | 239 | 8 | 27 | 13 | 0 | 0 | 0 | 0 | 0 | 0 | 1 | 1 | 0 | 0 | 0 | 0 | 0 | 0 | 0 | 8 | 27 | 8 | 26
5726 | 239 | 8 | 27 | 14 | 0 | 0 | 0 | 0 | 0 | 0 | 1 | 1 | 0 | 0 | 0 | 0 | 0 | 0 | 0 | 8 | 27 | 8 | 26
5727 | 239 | 8 | 27 | 15 | 0 | 0 | 0 | 0 | 0 | 0 | 1 | 1 | 0 | 0 | 0 | 0 | 0 | 0 | 0 | 8 | 27 | 8 | 26
5728 | 239 | 8 | 27 | 16 | 0 | 0 | 0 | 0 | 0 | 0 | 1 | 1 | 0 | 0 | 0 | 0 | 0 | 0 | 0 | 8 | 27 | 8 | 26
5729 | 239 | 8 | 27 | 17 | 0 | 0 | 0 | 0 | 0 | 0 | 1 | 1 | 0 | 0 | 0 | 0 | 0 | 0 | 0 | 8 | 27 | 8 | 26
5730 | 239 | 8 | 27 | 18 | 0 | 0 | 0 | 0 | 0 | 0 | 1 | 1 | 0 | 0 | 0 | 0 | 0 | 0 | 0 | 8 | 27 | 8 | 26
5731 | 239 | 8 | 27 | 19 | 0 | 0 | 0 | 0 | 0 | 0 | 1 | 1 | 0 | 0 | 0 | 0 | 0 | 0 | 0 | 8 | 27 | 8 | 26
5732 | 239 | 8 | 27 | 20 | 0 | 0 | 0 | 0 | 0 | 0 | 1 | 1 | 0 | 0 | 0 | 0 | 0 | 0 | 0 | 8 | 27 | 8 | 26
5733 | 239 | 8 | 27 | 21 | 0 | 0 | 0 | 0 | 0 | 0 | 1 | 1 | 0 | 0 | 0 | 0 | 0 | 0 | 0 | 8 | 27 | 8 | 26
5734 | 239 | 8 | 27 | 22 | 0 | 0 | 0 | 0 | 0 | 0 | 1 | 1 | 0 | 0 | 0 | 0 | 0 | 0 | 0 | 8 | 27 | 8 | 26
5735 | 239 | 8 | 27 | 23 | 0 | 0 | 0 | 0 | 0 | 0 | 1 | 1 | 0 | 0 | 0 | 0 | 0 | 0 | 0 | 8 | 27 | 8 | 26
5736 | 239 | 8 | 27 | 24 | 0 | 0 | 0 | 0 | 0 | 0 | 1 | 1 | 0 | 0 | 0 | 0 | 0 | 0 | 0 | 8 | 27 | 8 | 26
5737 | 240 | 8 | 28 | 1 | 1 | 0 | 0 | 0 | 0 | 0 | 1 | 1 | 0 | 0 | 0 | 0 | 0 | 0 | 0 | 8 | 28 | 8 | 27
5738 | 240 | 8 | 28 | 2 | 1 | 0 | 0 | 0 | 0 | 0 | 1 | 1 | 0 | 0 | 0 | 0 | 0 | 0 | 0 | 8 | 28 | 8 | 27
5739 | 240 | 8 | 28 | 3 | 1 | 0 | 0 | 0 | 0 | 0 | 1 | 1 | 0 | 0 | 0 | 0 | 0 | 0 | 0 | 8 | 28 | 8 | 27
5740 | 240 | 8 | 28 | 4 | 1 | 0 | 0 | 0 | 0 | 0 | 1 | 1 | 0 | 0 | 0 | 0 | 0 | 0 | 0 | 8 | 28 | 8 | 27
5741 | 240 | 8 | 28 | 5 | 1 | 0 | 0 | 0 | 0 | 0 | 1 | 1 | 0 | 0 | 0 | 0 | 0 | 0 | 0 | 8 | 28 | 8 | 27
5742 | 240 | 8 | 28 | 6 | 1 | 0 | 0 | 0 | 0 | 0 | 1 | 1 | 0 | 0 | 0 | 0 | 0 | 0 | 0 | 8 | 28 | 8 | 27
5743 | 240 | 8 | 28 | 7 | 1 | 0 | 0 | 0 | 0 | 0 | 1 | 1 | 0 | 0 | 0 | 0 | 0 | 0 | 0 | 8 | 28 | 8 | 27
5744 | 240 | 8 | 28 | 8 | 1 | 0 | 0 | 0 | 0 | 0 | 1 | 1 | 0 | 0 | 0 | 0 | 0 | 0 | 0 | 8 | 28 | 8 | 27
5745 | 240 | 8 | 28 | 9 | 1 | 0 | 0 | 0 | 0 | 0 | 1 | 1 | 0 | 0 | 0 | 0 | 0 | 0 | 0 | 8 | 28 | 8 | 27
5746 | 240 | 8 | 28 | 10 | 1 | 0 | 0 | 0 | 0 | 0 | 1 | 1 | 0 | 0 | 0 | 0 | 0 | 0 | 0 | 8 | 28 | 8 | 27
5747 | 240 | 8 | 28 | 11 | 1 | 0 | 0 | 0 | 0 | 0 | 1 | 1 | 0 | 0 | 0 | 0 | 0 | 0 | 0 | 8 | 28 | 8 | 27
5748 | 240 | 8 | 28 | 12 | 1 | 0 | 0 | 0 | 0 | 0 | 1 | 1 | 0 | 0 | 0 | 0 | 0 | 0 | 0 | 8 | 28 | 8 | 27
5749 | 240 | 8 | 28 | 13 | 1 | 0 | 0 | 0 | 0 | 0 | 1 | 1 | 0 | 0 | 0 | 0 | 0 | 0 | 0 | 8 | 28 | 8 | 27
5750 | 240 | 8 | 28 | 14 | 1 | 0 | 0 | 0 | 0 | 1 | 0 | 1 | 0 | 0 | 0 | 0 | 0 | 0 | 0 | 8 | 28 | 8 | 27
5751 | 240 | 8 | 28 | 15 | 1 | 0 | 0 | 0 | 0 | 1 | 0 | 1 | 0 | 0 | 0 | 0 | 0 | 0 | 0 | 8 | 28 | 8 | 27
5752 | 240 | 8 | 28 | 16 | 1 | 0 | 0 | 0 | 0 | 1 | 0 | 1 | 0 | 0 | 0 | 0 | 0 | 0 | 0 | 8 | 28 | 8 | 27
5753 | 240 | 8 | 28 | 17 | 1 | 0 | 0 | 0 | 0 | 1 | 0 | 1 | 0 | 0 | 0 | 0 | 0 | 0 | 0 | 8 | 28 | 8 | 27
5754 | 240 | 8 | 28 | 18 | 1 | 0 | 0 | 0 | 0 | 1 | 0 | 1 | 0 | 0 | 0 | 0 | 0 | 0 | 0 | 8 | 28 | 8 | 27
5755 | 240 | 8 | 28 | 19 | 1 | 0 | 0 | 0 | 0 | 1 | 0 | 1 | 0 | 0 | 0 | 0 | 0 | 0 | 0 | 8 | 28 | 8 | 27
5756 | 240 | 8 | 28 | 20 | 1 | 0 | 0 | 0 | 0 | 0 | 1 | 1 | 0 | 0 | 0 | 0 | 0 | 0 | 0 | 8 | 28 | 8 | 27
5757 | 240 | 8 | 28 | 21 | 1 | 0 | 0 | 0 | 0 | 0 | 1 | 1 | 0 | 0 | 0 | 0 | 0 | 0 | 0 | 8 | 28 | 8 | 27
5758 | 240 | 8 | 28 | 22 | 1 | 0 | 0 | 0 | 0 | 0 | 1 | 1 | 0 | 0 | 0 | 0 | 0 | 0 | 0 | 8 | 28 | 8 | 27
5759 | 240 | 8 | 28 | 23 | 1 | 0 | 0 | 0 | 0 | 0 | 1 | 1 | 0 | 0 | 0 | 0 | 0 | 0 | 0 | 8 | 28 | 8 | 27
5760 | 240 | 8 | 28 | 24 | 1 | 0 | 0 | 0 | 0 | 0 | 1 | 1 | 0 | 0 | 0 | 0 | 0 | 0 | 0 | 8 | 28 | 8 | 27
5761 | 241 | 8 | 29 | 1 | 1 | 0 | 0 | 0 | 0 | 0 | 1 | 1 | 0 | 0 | 0 | 0 | 0 | 0 | 0 | 8 | 29 | 8 | 28
5762 | 241 | 8 | 29 | 2 | 1 | 0 | 0 | 0 | 0 | 0 | 1 | 1 | 0 | 0 | 0 | 0 | 0 | 0 | 0 | 8 | 29 | 8 | 28
5763 | 241 | 8 | 29 | 3 | 1 | 0 | 0 | 0 | 0 | 0 | 1 | 1 | 0 | 0 | 0 | 0 | 0 | 0 | 0 | 8 | 29 | 8 | 28
5764 | 241 | 8 | 29 | 4 | 1 | 0 | 0 | 0 | 0 | 0 | 1 | 1 | 0 | 0 | 0 | 0 | 0 | 0 | 0 | 8 | 29 | 8 | 28
5765 | 241 | 8 | 29 | 5 | 1 | 0 | 0 | 0 | 0 | 0 | 1 | 1 | 0 | 0 | 0 | 0 | 0 | 0 | 0 | 8 | 29 | 8 | 28
5766 | 241 | 8 | 29 | 6 | 1 | 0 | 0 | 0 | 0 | 0 | 1 | 1 | 0 | 0 | 0 | 0 | 0 | 0 | 0 | 8 | 29 | 8 | 28
5767 | 241 | 8 | 29 | 7 | 1 | 0 | 0 | 0 | 0 | 0 | 1 | 1 | 0 | 0 | 0 | 0 | 0 | 0 | 0 | 8 | 29 | 8 | 28
5768 | 241 | 8 | 29 | 8 | 1 | 0 | 0 | 0 | 0 | 0 | 1 | 1 | 0 | 0 | 0 | 0 | 0 | 0 | 0 | 8 | 29 | 8 | 28
5769 | 241 | 8 | 29 | 9 | 1 | 0 | 0 | 0 | 0 | 0 | 1 | 1 | 0 | 0 | 0 | 0 | 0 | 0 | 0 | 8 | 29 | 8 | 28
5770 | 241 | 8 | 29 | 10 | 1 | 0 | 0 | 0 | 0 | 0 | 1 | 1 | 0 | 0 | 0 | 0 | 0 | 0 | 0 | 8 | 29 | 8 | 28
5771 | 241 | 8 | 29 | 11 | 1 | 0 | 0 | 0 | 0 | 0 | 1 | 1 | 0 | 0 | 0 | 0 | 0 | 0 | 0 | 8 | 29 | 8 | 28
5772 | 241 | 8 | 29 | 12 | 1 | 0 | 0 | 0 | 0 | 0 | 1 | 1 | 0 | 0 | 0 | 0 | 0 | 0 | 0 | 8 | 29 | 8 | 28
5773 | 241 | 8 | 29 | 13 | 1 | 0 | 0 | 0 | 0 | 0 | 1 | 1 | 0 | 0 | 0 | 0 | 0 | 0 | 0 | 8 | 29 | 8 | 28
5774 | 241 | 8 | 29 | 14 | 1 | 0 | 0 | 0 | 0 | 1 | 0 | 1 | 0 | 0 | 0 | 0 | 0 | 0 | 0 | 8 | 29 | 8 | 28
5775 | 241 | 8 | 29 | 15 | 1 | 0 | 0 | 0 | 0 | 1 | 0 | 1 | 0 | 0 | 0 | 0 | 0 | 0 | 0 | 8 | 29 | 8 | 28
5776 | 241 | 8 | 29 | 16 | 1 | 0 | 0 | 0 | 0 | 1 | 0 | 1 | 0 | 0 | 0 | 0 | 0 | 0 | 0 | 8 | 29 | 8 | 28
5777 | 241 | 8 | 29 | 17 | 1 | 0 | 0 | 0 | 0 | 1 | 0 | 1 | 0 | 0 | 0 | 0 | 0 | 0 | 0 | 8 | 29 | 8 | 28
5778 | 241 | 8 | 29 | 18 | 1 | 0 | 0 | 0 | 0 | 1 | 0 | 1 | 0 | 0 | 0 | 0 | 0 | 0 | 0 | 8 | 29 | 8 | 28
5779 | 241 | 8 | 29 | 19 | 1 | 0 | 0 | 0 | 0 | 1 | 0 | 1 | 0 | 0 | 0 | 0 | 0 | 0 | 0 | 8 | 29 | 8 | 28
5780 | 241 | 8 | 29 | 20 | 1 | 0 | 0 | 0 | 0 | 0 | 1 | 1 | 0 | 0 | 0 | 0 | 0 | 0 | 0 | 8 | 29 | 8 | 28
5781 | 241 | 8 | 29 | 21 | 1 | 0 | 0 | 0 | 0 | 0 | 1 | 1 | 0 | 0 | 0 | 0 | 0 | 0 | 0 | 8 | 29 | 8 | 28
5782 | 241 | 8 | 29 | 22 | 1 | 0 | 0 | 0 | 0 | 0 | 1 | 1 | 0 | 0 | 0 | 0 | 0 | 0 | 0 | 8 | 29 | 8 | 28
5783 | 241 | 8 | 29 | 23 | 1 | 0 | 0 | 0 | 0 | 0 | 1 | 1 | 0 | 0 | 0 | 0 | 0 | 0 | 0 | 8 | 29 | 8 | 28
5784 | 241 | 8 | 29 | 24 | 1 | 0 | 0 | 0 | 0 | 0 | 1 | 1 | 0 | 0 | 0 | 0 | 0 | 0 | 0 | 8 | 29 | 8 | 28
5785 | 242 | 8 | 30 | 1 | 1 | 0 | 0 | 0 | 0 | 0 | 1 | 1 | 0 | 0 | 0 | 0 | 0 | 0 | 0 | 8 | 30 | 8 | 29
5786 | 242 | 8 | 30 | 2 | 1 | 0 | 0 | 0 | 0 | 0 | 1 | 1 | 0 | 0 | 0 | 0 | 0 | 0 | 0 | 8 | 30 | 8 | 29
5787 | 242 | 8 | 30 | 3 | 1 | 0 | 0 | 0 | 0 | 0 | 1 | 1 | 0 | 0 | 0 | 0 | 0 | 0 | 0 | 8 | 30 | 8 | 29
5788 | 242 | 8 | 30 | 4 | 1 | 0 | 0 | 0 | 0 | 0 | 1 | 1 | 0 | 0 | 0 | 0 | 0 | 0 | 0 | 8 | 30 | 8 | 29
5789 | 242 | 8 | 30 | 5 | 1 | 0 | 0 | 0 | 0 | 0 | 1 | 1 | 0 | 0 | 0 | 0 | 0 | 0 | 0 | 8 | 30 | 8 | 29
5790 | 242 | 8 | 30 | 6 | 1 | 0 | 0 | 0 | 0 | 0 | 1 | 1 | 0 | 0 | 0 | 0 | 0 | 0 | 0 | 8 | 30 | 8 | 29
5791 | 242 | 8 | 30 | 7 | 1 | 0 | 0 | 0 | 0 | 0 | 1 | 1 | 0 | 0 | 0 | 0 | 0 | 0 | 0 | 8 | 30 | 8 | 29
5792 | 242 | 8 | 30 | 8 | 1 | 0 | 0 | 0 | 0 | 0 | 1 | 1 | 0 | 0 | 0 | 0 | 0 | 0 | 0 | 8 | 30 | 8 | 29
5793 | 242 | 8 | 30 | 9 | 1 | 0 | 0 | 0 | 0 | 0 | 1 | 1 | 0 | 0 | 0 | 0 | 0 | 0 | 0 | 8 | 30 | 8 | 29
5794 | 242 | 8 | 30 | 10 | 1 | 0 | 0 | 0 | 0 | 0 | 1 | 1 | 0 | 0 | 0 | 0 | 0 | 0 | 0 | 8 | 30 | 8 | 29
5795 | 242 | 8 | 30 | 11 | 1 | 0 | 0 | 0 | 0 | 0 | 1 | 1 | 0 | 0 | 0 | 0 | 0 | 0 | 0 | 8 | 30 | 8 | 29
5796 | 242 | 8 | 30 | 12 | 1 | 0 | 0 | 0 | 0 | 0 | 1 | 1 | 0 | 0 | 0 | 0 | 0 | 0 | 0 | 8 | 30 | 8 | 29
5797 | 242 | 8 | 30 | 13 | 1 | 0 | 0 | 0 | 0 | 0 | 1 | 1 | 0 | 0 | 0 | 0 | 0 | 0 | 0 | 8 | 30 | 8 | 29
5798 | 242 | 8 | 30 | 14 | 1 | 0 | 0 | 0 | 0 | 1 | 0 | 1 | 0 | 0 | 0 | 0 | 0 | 0 | 0 | 8 | 30 | 8 | 29
5799 | 242 | 8 | 30 | 15 | 1 | 0 | 0 | 0 | 0 | 1 | 0 | 1 | 0 | 0 | 0 | 0 | 0 | 0 | 0 | 8 | 30 | 8 | 29
5800 | 242 | 8 | 30 | 16 | 1 | 0 | 0 | 0 | 0 | 1 | 0 | 1 | 0 | 0 | 0 | 0 | 0 | 0 | 0 | 8 | 30 | 8 | 29
5801 | 242 | 8 | 30 | 17 | 1 | 0 | 0 | 0 | 0 | 1 | 0 | 1 | 0 | 0 | 0 | 0 | 0 | 0 | 0 | 8 | 30 | 8 | 29
5802 | 242 | 8 | 30 | 18 | 1 | 0 | 0 | 0 | 0 | 1 | 0 | 1 | 0 | 0 | 0 | 0 | 0 | 0 | 0 | 8 | 30 | 8 | 29
5803 | 242 | 8 | 30 | 19 | 1 | 0 | 0 | 0 | 0 | 1 | 0 | 1 | 0 | 0 | 0 | 0 | 0 | 0 | 0 | 8 | 30 | 8 | 29
5804 | 242 | 8 | 30 | 20 | 1 | 0 | 0 | 0 | 0 | 0 | 1 | 1 | 0 | 0 | 0 | 0 | 0 | 0 | 0 | 8 | 30 | 8 | 29
5805 | 242 | 8 | 30 | 21 | 1 | 0 | 0 | 0 | 0 | 0 | 1 | 1 | 0 | 0 | 0 | 0 | 0 | 0 | 0 | 8 | 30 | 8 | 29
5806 | 242 | 8 | 30 | 22 | 1 | 0 | 0 | 0 | 0 | 0 | 1 | 1 | 0 | 0 | 0 | 0 | 0 | 0 | 0 | 8 | 30 | 8 | 29
5807 | 242 | 8 | 30 | 23 | 1 | 0 | 0 | 0 | 0 | 0 | 1 | 1 | 0 | 0 | 0 | 0 | 0 | 0 | 0 | 8 | 30 | 8 | 29
5808 | 242 | 8 | 30 | 24 | 1 | 0 | 0 | 0 | 0 | 0 | 1 | 1 | 0 | 0 | 0 | 0 | 0 | 0 | 0 | 8 | 30 | 8 | 29
5809 | 243 | 8 | 31 | 1 | 1 | 0 | 0 | 0 | 0 | 0 | 1 | 1 | 0 | 0 | 0 | 0 | 0 | 0 | 0 | 8 | 31 | 8 | 30
5810 | 243 | 8 | 31 | 2 | 1 | 0 | 0 | 0 | 0 | 0 | 1 | 1 | 0 | 0 | 0 | 0 | 0 | 0 | 0 | 8 | 31 | 8 | 30
5811 | 243 | 8 | 31 | 3 | 1 | 0 | 0 | 0 | 0 | 0 | 1 | 1 | 0 | 0 | 0 | 0 | 0 | 0 | 0 | 8 | 31 | 8 | 30
5812 | 243 | 8 | 31 | 4 | 1 | 0 | 0 | 0 | 0 | 0 | 1 | 1 | 0 | 0 | 0 | 0 | 0 | 0 | 0 | 8 | 31 | 8 | 30
5813 | 243 | 8 | 31 | 5 | 1 | 0 | 0 | 0 | 0 | 0 | 1 | 1 | 0 | 0 | 0 | 0 | 0 | 0 | 0 | 8 | 31 | 8 | 30
5814 | 243 | 8 | 31 | 6 | 1 | 0 | 0 | 0 | 0 | 0 | 1 | 1 | 0 | 0 | 0 | 0 | 0 | 0 | 0 | 8 | 31 | 8 | 30
5815 | 243 | 8 | 31 | 7 | 1 | 0 | 0 | 0 | 0 | 0 | 1 | 1 | 0 | 0 | 0 | 0 | 0 | 0 | 0 | 8 | 31 | 8 | 30
5816 | 243 | 8 | 31 | 8 | 1 | 0 | 0 | 0 | 0 | 0 | 1 | 1 | 0 | 0 | 0 | 0 | 0 | 0 | 0 | 8 | 31 | 8 | 30
5817 | 243 | 8 | 31 | 9 | 1 | 0 | 0 | 0 | 0 | 0 | 1 | 1 | 0 | 0 | 0 | 0 | 0 | 0 | 0 | 8 | 31 | 8 | 30
5818 | 243 | 8 | 31 | 10 | 1 | 0 | 0 | 0 | 0 | 0 | 1 | 1 | 0 | 0 | 0 | 0 | 0 | 0 | 0 | 8 | 31 | 8 | 30
5819 | 243 | 8 | 31 | 11 | 1 | 0 | 0 | 0 | 0 | 0 | 1 | 1 | 0 | 0 | 0 | 0 | 0 | 0 | 0 | 8 | 31 | 8 | 30
5820 | 243 | 8 | 31 | 12 | 1 | 0 | 0 | 0 | 0 | 0 | 1 | 1 | 0 | 0 | 0 | 0 | 0 | 0 | 0 | 8 | 31 | 8 | 30
5821 | 243 | 8 | 31 | 13 | 1 | 0 | 0 | 0 | 0 | 0 | 1 | 1 | 0 | 0 | 0 | 0 | 0 | 0 | 0 | 8 | 31 | 8 | 30
5822 | 243 | 8 | 31 | 14 | 1 | 0 | 0 | 0 | 0 | 1 | 0 | 1 | 0 | 0 | 0 | 0 | 0 | 0 | 0 | 8 | 31 | 8 | 30
5823 | 243 | 8 | 31 | 15 | 1 | 0 | 0 | 0 | 0 | 1 | 0 | 1 | 0 | 0 | 0 | 0 | 0 | 0 | 0 | 8 | 31 | 8 | 30
5824 | 243 | 8 | 31 | 16 | 1 | 0 | 0 | 0 | 0 | 1 | 0 | 1 | 0 | 0 | 0 | 0 | 0 | 0 | 0 | 8 | 31 | 8 | 30
5825 | 243 | 8 | 31 | 17 | 1 | 0 | 0 | 0 | 0 | 1 | 0 | 1 | 0 | 0 | 0 | 0 | 0 | 0 | 0 | 8 | 31 | 8 | 30
5826 | 243 | 8 | 31 | 18 | 1 | 0 | 0 | 0 | 0 | 1 | 0 | 1 | 0 | 0 | 0 | 0 | 0 | 0 | 0 | 8 | 31 | 8 | 30
5827 | 243 | 8 | 31 | 19 | 1 | 0 | 0 | 0 | 0 | 1 | 0 | 1 | 0 | 0 | 0 | 0 | 0 | 0 | 0 | 8 | 31 | 8 | 30
5828 | 243 | 8 | 31 | 20 | 1 | 0 | 0 | 0 | 0 | 0 | 1 | 1 | 0 | 0 | 0 | 0 | 0 | 0 | 0 | 8 | 31 | 8 | 30
5829 | 243 | 8 | 31 | 21 | 1 | 0 | 0 | 0 | 0 | 0 | 1 | 1 | 0 | 0 | 0 | 0 | 0 | 0 | 0 | 8 | 31 | 8 | 30
5830 | 243 | 8 | 31 | 22 | 1 | 0 | 0 | 0 | 0 | 0 | 1 | 1 | 0 | 0 | 0 | 0 | 0 | 0 | 0 | 8 | 31 | 8 | 30
5831 | 243 | 8 | 31 | 23 | 1 | 0 | 0 | 0 | 0 | 0 | 1 | 1 | 0 | 0 | 0 | 0 | 0 | 0 | 0 | 8 | 31 | 8 | 30
5832 | 243 | 8 | 31 | 24 | 1 | 0 | 0 | 0 | 0 | 0 | 1 | 1 | 0 | 0 | 0 | 0 | 0 | 0 | 0 | 8 | 31 | 8 | 30
5833 | 244 | 9 | 1 | 1 | 1 | 0 | 0 | 0 | 1 | 0 | 0 | 1 | 0 | 0 | 0 | 0 | 0 | 0 | 0 | 9 | 1 | 8 | 31
5834 | 244 | 9 | 1 | 2 | 1 | 0 | 0 | 0 | 1 | 0 | 0 | 1 | 0 | 0 | 0 | 0 | 0 | 0 | 0 | 9 | 1 | 8 | 31
5835 | 244 | 9 | 1 | 3 | 1 | 0 | 0 | 0 | 1 | 0 | 0 | 1 | 0 | 0 | 0 | 0 | 0 | 0 | 0 | 9 | 1 | 8 | 31
5836 | 244 | 9 | 1 | 4 | 1 | 0 | 0 | 0 | 1 | 0 | 0 | 1 | 0 | 0 | 0 | 0 | 0 | 0 | 0 | 9 | 1 | 8 | 31
5837 | 244 | 9 | 1 | 5 | 1 | 0 | 0 | 0 | 1 | 0 | 0 | 1 | 0 | 0 | 0 | 0 | 0 | 0 | 0 | 9 | 1 | 8 | 31
5838 | 244 | 9 | 1 | 6 | 1 | 0 | 0 | 0 | 1 | 0 | 0 | 1 | 0 | 0 | 0 | 0 | 0 | 0 | 0 | 9 | 1 | 8 | 31
5839 | 244 | 9 | 1 | 7 | 1 | 0 | 0 | 0 | 1 | 0 | 0 | 1 | 0 | 0 | 0 | 0 | 0 | 0 | 0 | 9 | 1 | 8 | 31
5840 | 244 | 9 | 1 | 8 | 1 | 0 | 0 | 0 | 1 | 0 | 0 | 1 | 0 | 0 | 0 | 0 | 0 | 0 | 0 | 9 | 1 | 8 | 31
5841 | 244 | 9 | 1 | 9 | 1 | 0 | 0 | 0 | 1 | 0 | 0 | 1 | 0 | 0 | 0 | 0 | 0 | 0 | 0 | 9 | 1 | 8 | 31
5842 | 244 | 9 | 1 | 10 | 1 | 0 | 0 | 0 | 1 | 0 | 0 | 1 | 0 | 0 | 0 | 0 | 0 | 0 | 0 | 9 | 1 | 8 | 31
5843 | 244 | 9 | 1 | 11 | 1 | 0 | 0 | 0 | 1 | 0 | 0 | 1 | 0 | 0 | 0 | 0 | 0 | 0 | 0 | 9 | 1 | 8 | 31
5844 | 244 | 9 | 1 | 12 | 1 | 0 | 0 | 0 | 1 | 0 | 0 | 1 | 0 | 0 | 0 | 0 | 0 | 0 | 0 | 9 | 1 | 8 | 31
5845 | 244 | 9 | 1 | 13 | 1 | 0 | 0 | 0 | 1 | 0 | 0 | 1 | 0 | 0 | 0 | 0 | 0 | 0 | 0 | 9 | 1 | 8 | 31
5846 | 244 | 9 | 1 | 14 | 1 | 0 | 0 | 0 | 1 | 0 | 0 | 1 | 0 | 0 | 0 | 0 | 0 | 0 | 0 | 9 | 1 | 8 | 31
5847 | 244 | 9 | 1 | 15 | 1 | 0 | 0 | 0 | 1 | 0 | 0 | 1 | 0 | 0 | 0 | 0 | 0 | 0 | 0 | 9 | 1 | 8 | 31
5848 | 244 | 9 | 1 | 16 | 1 | 0 | 0 | 0 | 1 | 0 | 0 | 1 | 0 | 0 | 0 | 0 | 0 | 0 | 0 | 9 | 1 | 8 | 31
5849 | 244 | 9 | 1 | 17 | 1 | 0 | 0 | 0 | 1 | 0 | 0 | 1 | 0 | 0 | 0 | 0 | 0 | 0 | 0 | 9 | 1 | 8 | 31
5850 | 244 | 9 | 1 | 18 | 1 | 0 | 0 | 0 | 1 | 0 | 0 | 1 | 0 | 0 | 0 | 0 | 0 | 0 | 0 | 9 | 1 | 8 | 31
5851 | 244 | 9 | 1 | 19 | 1 | 0 | 0 | 0 | 1 | 0 | 0 | 1 | 0 | 0 | 0 | 0 | 0 | 0 | 0 | 9 | 1 | 8 | 31
5852 | 244 | 9 | 1 | 20 | 1 | 0 | 0 | 0 | 1 | 0 | 0 | 1 | 0 | 0 | 0 | 0 | 0 | 0 | 0 | 9 | 1 | 8 | 31
5853 | 244 | 9 | 1 | 21 | 1 | 0 | 0 | 0 | 1 | 0 | 0 | 1 | 0 | 0 | 0 | 0 | 0 | 0 | 0 | 9 | 1 | 8 | 31
5854 | 244 | 9 | 1 | 22 | 1 | 0 | 0 | 0 | 1 | 0 | 0 | 1 | 0 | 0 | 0 | 0 | 0 | 0 | 0 | 9 | 1 | 8 | 31
5855 | 244 | 9 | 1 | 23 | 1 | 0 | 0 | 0 | 1 | 0 | 0 | 1 | 0 | 0 | 0 | 0 | 0 | 0 | 0 | 9 | 1 | 8 | 31
5856 | 244 | 9 | 1 | 24 | 1 | 0 | 0 | 0 | 1 | 0 | 0 | 1 | 0 | 0 | 0 | 0 | 0 | 0 | 0 | 9 | 1 | 8 | 31
5857 | 245 | 9 | 2 | 1 | 0 | 0 | 0 | 0 | 1 | 0 | 0 | 1 | 0 | 0 | 0 | 0 | 0 | 0 | 0 | 9 | 2 | 9 | 1
5858 | 245 | 9 | 2 | 2 | 0 | 0 | 0 | 0 | 1 | 0 | 0 | 1 | 0 | 0 | 0 | 0 | 0 | 0 | 0 | 9 | 2 | 9 | 1
5859 | 245 | 9 | 2 | 3 | 0 | 0 | 0 | 0 | 1 | 0 | 0 | 1 | 0 | 0 | 0 | 0 | 0 | 0 | 0 | 9 | 2 | 9 | 1
5860 | 245 | 9 | 2 | 4 | 0 | 0 | 0 | 0 | 1 | 0 | 0 | 1 | 0 | 0 | 0 | 0 | 0 | 0 | 0 | 9 | 2 | 9 | 1
5861 | 245 | 9 | 2 | 5 | 0 | 0 | 0 | 0 | 1 | 0 | 0 | 1 | 0 | 0 | 0 | 0 | 0 | 0 | 0 | 9 | 2 | 9 | 1
5862 | 245 | 9 | 2 | 6 | 0 | 0 | 0 | 0 | 1 | 0 | 0 | 1 | 0 | 0 | 0 | 0 | 0 | 0 | 0 | 9 | 2 | 9 | 1
5863 | 245 | 9 | 2 | 7 | 0 | 0 | 0 | 0 | 1 | 0 | 0 | 1 | 0 | 0 | 0 | 0 | 0 | 0 | 0 | 9 | 2 | 9 | 1
5864 | 245 | 9 | 2 | 8 | 0 | 0 | 0 | 0 | 1 | 0 | 0 | 1 | 0 | 0 | 0 | 0 | 0 | 0 | 0 | 9 | 2 | 9 | 1
5865 | 245 | 9 | 2 | 9 | 0 | 0 | 0 | 0 | 1 | 0 | 0 | 1 | 0 | 0 | 0 | 0 | 0 | 0 | 0 | 9 | 2 | 9 | 1
5866 | 245 | 9 | 2 | 10 | 0 | 0 | 0 | 0 | 1 | 0 | 0 | 1 | 0 | 0 | 0 | 0 | 0 | 0 | 0 | 9 | 2 | 9 | 1
5867 | 245 | 9 | 2 | 11 | 0 | 0 | 0 | 0 | 1 | 0 | 0 | 1 | 0 | 0 | 0 | 0 | 0 | 0 | 0 | 9 | 2 | 9 | 1
5868 | 245 | 9 | 2 | 12 | 0 | 0 | 0 | 0 | 1 | 0 | 0 | 1 | 0 | 0 | 0 | 0 | 0 | 0 | 0 | 9 | 2 | 9 | 1
5869 | 245 | 9 | 2 | 13 | 0 | 0 | 0 | 0 | 1 | 0 | 0 | 1 | 0 | 0 | 0 | 0 | 0 | 0 | 0 | 9 | 2 | 9 | 1
5870 | 245 | 9 | 2 | 14 | 0 | 0 | 0 | 0 | 1 | 0 | 0 | 1 | 0 | 0 | 0 | 0 | 0 | 0 | 0 | 9 | 2 | 9 | 1
5871 | 245 | 9 | 2 | 15 | 0 | 0 | 0 | 0 | 1 | 0 | 0 | 1 | 0 | 0 | 0 | 0 | 0 | 0 | 0 | 9 | 2 | 9 | 1
5872 | 245 | 9 | 2 | 16 | 0 | 0 | 0 | 0 | 1 | 0 | 0 | 1 | 0 | 0 | 0 | 0 | 0 | 0 | 0 | 9 | 2 | 9 | 1
5873 | 245 | 9 | 2 | 17 | 0 | 0 | 0 | 0 | 1 | 0 | 0 | 1 | 0 | 0 | 0 | 0 | 0 | 0 | 0 | 9 | 2 | 9 | 1
5874 | 245 | 9 | 2 | 18 | 0 | 0 | 0 | 0 | 1 | 0 | 0 | 1 | 0 | 0 | 0 | 0 | 0 | 0 | 0 | 9 | 2 | 9 | 1
5875 | 245 | 9 | 2 | 19 | 0 | 0 | 0 | 0 | 1 | 0 | 0 | 1 | 0 | 0 | 0 | 0 | 0 | 0 | 0 | 9 | 2 | 9 | 1
5876 | 245 | 9 | 2 | 20 | 0 | 0 | 0 | 0 | 1 | 0 | 0 | 1 | 0 | 0 | 0 | 0 | 0 | 0 | 0 | 9 | 2 | 9 | 1
5877 | 245 | 9 | 2 | 21 | 0 | 0 | 0 | 0 | 1 | 0 | 0 | 1 | 0 | 0 | 0 | 0 | 0 | 0 | 0 | 9 | 2 | 9 | 1
5878 | 245 | 9 | 2 | 22 | 0 | 0 | 0 | 0 | 1 | 0 | 0 | 1 | 0 | 0 | 0 | 0 | 0 | 0 | 0 | 9 | 2 | 9 | 1
5879 | 245 | 9 | 2 | 23 | 0 | 0 | 0 | 0 | 1 | 0 | 0 | 1 | 0 | 0 | 0 | 0 | 0 | 0 | 0 | 9 | 2 | 9 | 1
5880 | 245 | 9 | 2 | 24 | 0 | 0 | 0 | 0 | 1 | 0 | 0 | 1 | 0 | 0 | 0 | 0 | 0 | 0 | 0 | 9 | 2 | 9 | 1
5881 | 246 | 9 | 3 | 1 | 0 | 0 | 0 | 0 | 1 | 0 | 0 | 1 | 0 | 0 | 0 | 0 | 0 | 0 | 0 | 9 | 3 | 9 | 2
5882 | 246 | 9 | 3 | 2 | 0 | 0 | 0 | 0 | 1 | 0 | 0 | 1 | 0 | 0 | 0 | 0 | 0 | 0 | 0 | 9 | 3 | 9 | 2
5883 | 246 | 9 | 3 | 3 | 0 | 0 | 0 | 0 | 1 | 0 | 0 | 1 | 0 | 0 | 0 | 0 | 0 | 0 | 0 | 9 | 3 | 9 | 2
5884 | 246 | 9 | 3 | 4 | 0 | 0 | 0 | 0 | 1 | 0 | 0 | 1 | 0 | 0 | 0 | 0 | 0 | 0 | 0 | 9 | 3 | 9 | 2
5885 | 246 | 9 | 3 | 5 | 0 | 0 | 0 | 0 | 1 | 0 | 0 | 1 | 0 | 0 | 0 | 0 | 0 | 0 | 0 | 9 | 3 | 9 | 2
5886 | 246 | 9 | 3 | 6 | 0 | 0 | 0 | 0 | 1 | 0 | 0 | 1 | 0 | 0 | 0 | 0 | 0 | 0 | 0 | 9 | 3 | 9 | 2
5887 | 246 | 9 | 3 | 7 | 0 | 0 | 0 | 0 | 1 | 0 | 0 | 1 | 0 | 0 | 0 | 0 | 0 | 0 | 0 | 9 | 3 | 9 | 2
5888 | 246 | 9 | 3 | 8 | 0 | 0 | 0 | 0 | 1 | 0 | 0 | 1 | 0 | 0 | 0 | 0 | 0 | 0 | 0 | 9 | 3 | 9 | 2
5889 | 246 | 9 | 3 | 9 | 0 | 0 | 0 | 0 | 1 | 0 | 0 | 1 | 0 | 0 | 0 | 0 | 0 | 0 | 0 | 9 | 3 | 9 | 2
5890 | 246 | 9 | 3 | 10 | 0 | 0 | 0 | 0 | 1 | 0 | 0 | 1 | 0 | 0 | 0 | 0 | 0 | 0 | 0 | 9 | 3 | 9 | 2
5891 | 246 | 9 | 3 | 11 | 0 | 0 | 0 | 0 | 1 | 0 | 0 | 1 | 0 | 0 | 0 | 0 | 0 | 0 | 0 | 9 | 3 | 9 | 2
5892 | 246 | 9 | 3 | 12 | 0 | 0 | 0 | 0 | 1 | 0 | 0 | 1 | 0 | 0 | 0 | 0 | 0 | 0 | 0 | 9 | 3 | 9 | 2
5893 | 246 | 9 | 3 | 13 | 0 | 0 | 0 | 0 | 1 | 0 | 0 | 1 | 0 | 0 | 0 | 0 | 0 | 0 | 0 | 9 | 3 | 9 | 2
5894 | 246 | 9 | 3 | 14 | 0 | 0 | 0 | 0 | 1 | 0 | 0 | 1 | 0 | 0 | 0 | 0 | 0 | 0 | 0 | 9 | 3 | 9 | 2
5895 | 246 | 9 | 3 | 15 | 0 | 0 | 0 | 0 | 1 | 0 | 0 | 1 | 0 | 0 | 0 | 0 | 0 | 0 | 0 | 9 | 3 | 9 | 2
5896 | 246 | 9 | 3 | 16 | 0 | 0 | 0 | 0 | 1 | 0 | 0 | 1 | 0 | 0 | 0 | 0 | 0 | 0 | 0 | 9 | 3 | 9 | 2
5897 | 246 | 9 | 3 | 17 | 0 | 0 | 0 | 0 | 1 | 0 | 0 | 1 | 0 | 0 | 0 | 0 | 0 | 0 | 0 | 9 | 3 | 9 | 2
5898 | 246 | 9 | 3 | 18 | 0 | 0 | 0 | 0 | 1 | 0 | 0 | 1 | 0 | 0 | 0 | 0 | 0 | 0 | 0 | 9 | 3 | 9 | 2
5899 | 246 | 9 | 3 | 19 | 0 | 0 | 0 | 0 | 1 | 0 | 0 | 1 | 0 | 0 | 0 | 0 | 0 | 0 | 0 | 9 | 3 | 9 | 2
5900 | 246 | 9 | 3 | 20 | 0 | 0 | 0 | 0 | 1 | 0 | 0 | 1 | 0 | 0 | 0 | 0 | 0 | 0 | 0 | 9 | 3 | 9 | 2
5901 | 246 | 9 | 3 | 21 | 0 | 0 | 0 | 0 | 1 | 0 | 0 | 1 | 0 | 0 | 0 | 0 | 0 | 0 | 0 | 9 | 3 | 9 | 2
5902 | 246 | 9 | 3 | 22 | 0 | 0 | 0 | 0 | 1 | 0 | 0 | 1 | 0 | 0 | 0 | 0 | 0 | 0 | 0 | 9 | 3 | 9 | 2
5903 | 246 | 9 | 3 | 23 | 0 | 0 | 0 | 0 | 1 | 0 | 0 | 1 | 0 | 0 | 0 | 0 | 0 | 0 | 0 | 9 | 3 | 9 | 2
5904 | 246 | 9 | 3 | 24 | 0 | 0 | 0 | 0 | 1 | 0 | 0 | 1 | 0 | 0 | 0 | 0 | 0 | 0 | 0 | 9 | 3 | 9 | 2
5905 | 247 | 9 | 4 | 1 | 1 | 0 | 0 | 0 | 1 | 0 | 0 | 1 | 0 | 0 | 0 | 0 | 0 | 0 | 0 | 9 | 4 | 9 | 3
5906 | 247 | 9 | 4 | 2 | 1 | 0 | 0 | 0 | 1 | 0 | 0 | 1 | 0 | 0 | 0 | 0 | 0 | 0 | 0 | 9 | 4 | 9 | 3
5907 | 247 | 9 | 4 | 3 | 1 | 0 | 0 | 0 | 1 | 0 | 0 | 1 | 0 | 0 | 0 | 0 | 0 | 0 | 0 | 9 | 4 | 9 | 3
5908 | 247 | 9 | 4 | 4 | 1 | 0 | 0 | 0 | 1 | 0 | 0 | 1 | 0 | 0 | 0 | 0 | 0 | 0 | 0 | 9 | 4 | 9 | 3
5909 | 247 | 9 | 4 | 5 | 1 | 0 | 0 | 0 | 1 | 0 | 0 | 1 | 0 | 0 | 0 | 0 | 0 | 0 | 0 | 9 | 4 | 9 | 3
5910 | 247 | 9 | 4 | 6 | 1 | 0 | 0 | 0 | 1 | 0 | 0 | 1 | 0 | 0 | 0 | 0 | 0 | 0 | 0 | 9 | 4 | 9 | 3
5911 | 247 | 9 | 4 | 7 | 1 | 0 | 0 | 0 | 1 | 0 | 0 | 1 | 0 | 0 | 0 | 0 | 0 | 0 | 0 | 9 | 4 | 9 | 3
5912 | 247 | 9 | 4 | 8 | 1 | 0 | 0 | 0 | 1 | 0 | 0 | 1 | 0 | 0 | 0 | 0 | 0 | 0 | 0 | 9 | 4 | 9 | 3
5913 | 247 | 9 | 4 | 9 | 1 | 0 | 0 | 0 | 1 | 0 | 0 | 1 | 0 | 0 | 0 | 0 | 0 | 0 | 0 | 9 | 4 | 9 | 3
5914 | 247 | 9 | 4 | 10 | 1 | 0 | 0 | 0 | 1 | 0 | 0 | 1 | 0 | 0 | 0 | 0 | 0 | 0 | 0 | 9 | 4 | 9 | 3
5915 | 247 | 9 | 4 | 11 | 1 | 0 | 0 | 0 | 1 | 0 | 0 | 1 | 0 | 0 | 0 | 0 | 0 | 0 | 0 | 9 | 4 | 9 | 3
5916 | 247 | 9 | 4 | 12 | 1 | 0 | 0 | 0 | 1 | 0 | 0 | 1 | 0 | 0 | 0 | 0 | 0 | 0 | 0 | 9 | 4 | 9 | 3
5917 | 247 | 9 | 4 | 13 | 1 | 0 | 0 | 0 | 1 | 0 | 0 | 1 | 0 | 0 | 0 | 0 | 0 | 0 | 0 | 9 | 4 | 9 | 3
5918 | 247 | 9 | 4 | 14 | 1 | 0 | 0 | 0 | 1 | 0 | 0 | 1 | 0 | 0 | 0 | 0 | 0 | 0 | 0 | 9 | 4 | 9 | 3
5919 | 247 | 9 | 4 | 15 | 1 | 0 | 0 | 0 | 1 | 0 | 0 | 1 | 0 | 0 | 0 | 0 | 0 | 0 | 0 | 9 | 4 | 9 | 3
5920 | 247 | 9 | 4 | 16 | 1 | 0 | 0 | 0 | 1 | 0 | 0 | 1 | 0 | 0 | 0 | 0 | 0 | 0 | 0 | 9 | 4 | 9 | 3
5921 | 247 | 9 | 4 | 17 | 1 | 0 | 0 | 0 | 1 | 0 | 0 | 1 | 0 | 0 | 0 | 0 | 0 | 0 | 0 | 9 | 4 | 9 | 3
5922 | 247 | 9 | 4 | 18 | 1 | 0 | 0 | 0 | 1 | 0 | 0 | 1 | 0 | 0 | 0 | 0 | 0 | 0 | 0 | 9 | 4 | 9 | 3
5923 | 247 | 9 | 4 | 19 | 1 | 0 | 0 | 0 | 1 | 0 | 0 | 1 | 0 | 0 | 0 | 0 | 0 | 0 | 0 | 9 | 4 | 9 | 3
5924 | 247 | 9 | 4 | 20 | 1 | 0 | 0 | 0 | 1 | 0 | 0 | 1 | 0 | 0 | 0 | 0 | 0 | 0 | 0 | 9 | 4 | 9 | 3
5925 | 247 | 9 | 4 | 21 | 1 | 0 | 0 | 0 | 1 | 0 | 0 | 1 | 0 | 0 | 0 | 0 | 0 | 0 | 0 | 9 | 4 | 9 | 3
5926 | 247 | 9 | 4 | 22 | 1 | 0 | 0 | 0 | 1 | 0 | 0 | 1 | 0 | 0 | 0 | 0 | 0 | 0 | 0 | 9 | 4 | 9 | 3
5927 | 247 | 9 | 4 | 23 | 1 | 0 | 0 | 0 | 1 | 0 | 0 | 1 | 0 | 0 | 0 | 0 | 0 | 0 | 0 | 9 | 4 | 9 | 3
5928 | 247 | 9 | 4 | 24 | 1 | 0 | 0 | 0 | 1 | 0 | 0 | 1 | 0 | 0 | 0 | 0 | 0 | 0 | 0 | 9 | 4 | 9 | 3
5929 | 248 | 9 | 5 | 1 | 1 | 0 | 0 | 0 | 1 | 0 | 0 | 1 | 0 | 0 | 0 | 0 | 0 | 0 | 0 | 9 | 5 | 9 | 4
5930 | 248 | 9 | 5 | 2 | 1 | 0 | 0 | 0 | 1 | 0 | 0 | 1 | 0 | 0 | 0 | 0 | 0 | 0 | 0 | 9 | 5 | 9 | 4
5931 | 248 | 9 | 5 | 3 | 1 | 0 | 0 | 0 | 1 | 0 | 0 | 1 | 0 | 0 | 0 | 0 | 0 | 0 | 0 | 9 | 5 | 9 | 4
5932 | 248 | 9 | 5 | 4 | 1 | 0 | 0 | 0 | 1 | 0 | 0 | 1 | 0 | 0 | 0 | 0 | 0 | 0 | 0 | 9 | 5 | 9 | 4
5933 | 248 | 9 | 5 | 5 | 1 | 0 | 0 | 0 | 1 | 0 | 0 | 1 | 0 | 0 | 0 | 0 | 0 | 0 | 0 | 9 | 5 | 9 | 4
5934 | 248 | 9 | 5 | 6 | 1 | 0 | 0 | 0 | 1 | 0 | 0 | 1 | 0 | 0 | 0 | 0 | 0 | 0 | 0 | 9 | 5 | 9 | 4
5935 | 248 | 9 | 5 | 7 | 1 | 0 | 0 | 0 | 1 | 0 | 0 | 1 | 0 | 0 | 0 | 0 | 0 | 0 | 0 | 9 | 5 | 9 | 4
5936 | 248 | 9 | 5 | 8 | 1 | 0 | 0 | 0 | 1 | 0 | 0 | 1 | 0 | 0 | 0 | 0 | 0 | 0 | 0 | 9 | 5 | 9 | 4
5937 | 248 | 9 | 5 | 9 | 1 | 0 | 0 | 0 | 1 | 0 | 0 | 1 | 0 | 0 | 0 | 0 | 0 | 0 | 0 | 9 | 5 | 9 | 4
5938 | 248 | 9 | 5 | 10 | 1 | 0 | 0 | 0 | 1 | 0 | 0 | 1 | 0 | 0 | 0 | 0 | 0 | 0 | 0 | 9 | 5 | 9 | 4
5939 | 248 | 9 | 5 | 11 | 1 | 0 | 0 | 0 | 1 | 0 | 0 | 1 | 0 | 0 | 0 | 0 | 0 | 0 | 0 | 9 | 5 | 9 | 4
5940 | 248 | 9 | 5 | 12 | 1 | 0 | 0 | 0 | 1 | 0 | 0 | 1 | 0 | 0 | 0 | 0 | 0 | 0 | 0 | 9 | 5 | 9 | 4
5941 | 248 | 9 | 5 | 13 | 1 | 0 | 0 | 0 | 1 | 0 | 0 | 1 | 0 | 0 | 0 | 0 | 0 | 0 | 0 | 9 | 5 | 9 | 4
5942 | 248 | 9 | 5 | 14 | 1 | 0 | 0 | 0 | 1 | 0 | 0 | 1 | 0 | 0 | 0 | 0 | 0 | 0 | 0 | 9 | 5 | 9 | 4
5943 | 248 | 9 | 5 | 15 | 1 | 0 | 0 | 0 | 1 | 0 | 0 | 1 | 0 | 0 | 0 | 0 | 0 | 0 | 0 | 9 | 5 | 9 | 4
5944 | 248 | 9 | 5 | 16 | 1 | 0 | 0 | 0 | 1 | 0 | 0 | 1 | 0 | 0 | 0 | 0 | 0 | 0 | 0 | 9 | 5 | 9 | 4
5945 | 248 | 9 | 5 | 17 | 1 | 0 | 0 | 0 | 1 | 0 | 0 | 1 | 0 | 0 | 0 | 0 | 0 | 0 | 0 | 9 | 5 | 9 | 4
5946 | 248 | 9 | 5 | 18 | 1 | 0 | 0 | 0 | 1 | 0 | 0 | 1 | 0 | 0 | 0 | 0 | 0 | 0 | 0 | 9 | 5 | 9 | 4
5947 | 248 | 9 | 5 | 19 | 1 | 0 | 0 | 0 | 1 | 0 | 0 | 1 | 0 | 0 | 0 | 0 | 0 | 0 | 0 | 9 | 5 | 9 | 4
5948 | 248 | 9 | 5 | 20 | 1 | 0 | 0 | 0 | 1 | 0 | 0 | 1 | 0 | 0 | 0 | 0 | 0 | 0 | 0 | 9 | 5 | 9 | 4
5949 | 248 | 9 | 5 | 21 | 1 | 0 | 0 | 0 | 1 | 0 | 0 | 1 | 0 | 0 | 0 | 0 | 0 | 0 | 0 | 9 | 5 | 9 | 4
5950 | 248 | 9 | 5 | 22 | 1 | 0 | 0 | 0 | 1 | 0 | 0 | 1 | 0 | 0 | 0 | 0 | 0 | 0 | 0 | 9 | 5 | 9 | 4
5951 | 248 | 9 | 5 | 23 | 1 | 0 | 0 | 0 | 1 | 0 | 0 | 1 | 0 | 0 | 0 | 0 | 0 | 0 | 0 | 9 | 5 | 9 | 4
5952 | 248 | 9 | 5 | 24 | 1 | 0 | 0 | 0 | 1 | 0 | 0 | 1 | 0 | 0 | 0 | 0 | 0 | 0 | 0 | 9 | 5 | 9 | 4
5953 | 249 | 9 | 6 | 1 | 1 | 0 | 0 | 0 | 1 | 0 | 0 | 1 | 0 | 0 | 0 | 0 | 0 | 0 | 0 | 9 | 6 | 9 | 5
5954 | 249 | 9 | 6 | 2 | 1 | 0 | 0 | 0 | 1 | 0 | 0 | 1 | 0 | 0 | 0 | 0 | 0 | 0 | 0 | 9 | 6 | 9 | 5
5955 | 249 | 9 | 6 | 3 | 1 | 0 | 0 | 0 | 1 | 0 | 0 | 1 | 0 | 0 | 0 | 0 | 0 | 0 | 0 | 9 | 6 | 9 | 5
5956 | 249 | 9 | 6 | 4 | 1 | 0 | 0 | 0 | 1 | 0 | 0 | 1 | 0 | 0 | 0 | 0 | 0 | 0 | 0 | 9 | 6 | 9 | 5
5957 | 249 | 9 | 6 | 5 | 1 | 0 | 0 | 0 | 1 | 0 | 0 | 1 | 0 | 0 | 0 | 0 | 0 | 0 | 0 | 9 | 6 | 9 | 5
5958 | 249 | 9 | 6 | 6 | 1 | 0 | 0 | 0 | 1 | 0 | 0 | 1 | 0 | 0 | 0 | 0 | 0 | 0 | 0 | 9 | 6 | 9 | 5
5959 | 249 | 9 | 6 | 7 | 1 | 0 | 0 | 0 | 1 | 0 | 0 | 1 | 0 | 0 | 0 | 0 | 0 | 0 | 0 | 9 | 6 | 9 | 5
5960 | 249 | 9 | 6 | 8 | 1 | 0 | 0 | 0 | 1 | 0 | 0 | 1 | 0 | 0 | 0 | 0 | 0 | 0 | 0 | 9 | 6 | 9 | 5
5961 | 249 | 9 | 6 | 9 | 1 | 0 | 0 | 0 | 1 | 0 | 0 | 1 | 0 | 0 | 0 | 0 | 0 | 0 | 0 | 9 | 6 | 9 | 5
5962 | 249 | 9 | 6 | 10 | 1 | 0 | 0 | 0 | 1 | 0 | 0 | 1 | 0 | 0 | 0 | 0 | 0 | 0 | 0 | 9 | 6 | 9 | 5
5963 | 249 | 9 | 6 | 11 | 1 | 0 | 0 | 0 | 1 | 0 | 0 | 1 | 0 | 0 | 0 | 0 | 0 | 0 | 0 | 9 | 6 | 9 | 5
5964 | 249 | 9 | 6 | 12 | 1 | 0 | 0 | 0 | 1 | 0 | 0 | 1 | 0 | 0 | 0 | 0 | 0 | 0 | 0 | 9 | 6 | 9 | 5
5965 | 249 | 9 | 6 | 13 | 1 | 0 | 0 | 0 | 1 | 0 | 0 | 1 | 0 | 0 | 0 | 0 | 0 | 0 | 0 | 9 | 6 | 9 | 5
5966 | 249 | 9 | 6 | 14 | 1 | 0 | 0 | 0 | 1 | 0 | 0 | 1 | 0 | 0 | 0 | 0 | 0 | 0 | 0 | 9 | 6 | 9 | 5
5967 | 249 | 9 | 6 | 15 | 1 | 0 | 0 | 0 | 1 | 0 | 0 | 1 | 0 | 0 | 0 | 0 | 0 | 0 | 0 | 9 | 6 | 9 | 5
5968 | 249 | 9 | 6 | 16 | 1 | 0 | 0 | 0 | 1 | 0 | 0 | 1 | 0 | 0 | 0 | 0 | 0 | 0 | 0 | 9 | 6 | 9 | 5
5969 | 249 | 9 | 6 | 17 | 1 | 0 | 0 | 0 | 1 | 0 | 0 | 1 | 0 | 0 | 0 | 0 | 0 | 0 | 0 | 9 | 6 | 9 | 5
5970 | 249 | 9 | 6 | 18 | 1 | 0 | 0 | 0 | 1 | 0 | 0 | 1 | 0 | 0 | 0 | 0 | 0 | 0 | 0 | 9 | 6 | 9 | 5
5971 | 249 | 9 | 6 | 19 | 1 | 0 | 0 | 0 | 1 | 0 | 0 | 1 | 0 | 0 | 0 | 0 | 0 | 0 | 0 | 9 | 6 | 9 | 5
5972 | 249 | 9 | 6 | 20 | 1 | 0 | 0 | 0 | 1 | 0 | 0 | 1 | 0 | 0 | 0 | 0 | 0 | 0 | 0 | 9 | 6 | 9 | 5
5973 | 249 | 9 | 6 | 21 | 1 | 0 | 0 | 0 | 1 | 0 | 0 | 1 | 0 | 0 | 0 | 0 | 0 | 0 | 0 | 9 | 6 | 9 | 5
5974 | 249 | 9 | 6 | 22 | 1 | 0 | 0 | 0 | 1 | 0 | 0 | 1 | 0 | 0 | 0 | 0 | 0 | 0 | 0 | 9 | 6 | 9 | 5
5975 | 249 | 9 | 6 | 23 | 1 | 0 | 0 | 0 | 1 | 0 | 0 | 1 | 0 | 0 | 0 | 0 | 0 | 0 | 0 | 9 | 6 | 9 | 5
5976 | 249 | 9 | 6 | 24 | 1 | 0 | 0 | 0 | 1 | 0 | 0 | 1 | 0 | 0 | 0 | 0 | 0 | 0 | 0 | 9 | 6 | 9 | 5
5977 | 250 | 9 | 7 | 1 | 1 | 0 | 0 | 0 | 1 | 0 | 0 | 1 | 0 | 0 | 0 | 0 | 0 | 0 | 0 | 9 | 7 | 9 | 6
5978 | 250 | 9 | 7 | 2 | 1 | 0 | 0 | 0 | 1 | 0 | 0 | 1 | 0 | 0 | 0 | 0 | 0 | 0 | 0 | 9 | 7 | 9 | 6
5979 | 250 | 9 | 7 | 3 | 1 | 0 | 0 | 0 | 1 | 0 | 0 | 1 | 0 | 0 | 0 | 0 | 0 | 0 | 0 | 9 | 7 | 9 | 6
5980 | 250 | 9 | 7 | 4 | 1 | 0 | 0 | 0 | 1 | 0 | 0 | 1 | 0 | 0 | 0 | 0 | 0 | 0 | 0 | 9 | 7 | 9 | 6
5981 | 250 | 9 | 7 | 5 | 1 | 0 | 0 | 0 | 1 | 0 | 0 | 1 | 0 | 0 | 0 | 0 | 0 | 0 | 0 | 9 | 7 | 9 | 6
5982 | 250 | 9 | 7 | 6 | 1 | 0 | 0 | 0 | 1 | 0 | 0 | 1 | 0 | 0 | 0 | 0 | 0 | 0 | 0 | 9 | 7 | 9 | 6
5983 | 250 | 9 | 7 | 7 | 1 | 0 | 0 | 0 | 1 | 0 | 0 | 1 | 0 | 0 | 0 | 0 | 0 | 0 | 0 | 9 | 7 | 9 | 6
5984 | 250 | 9 | 7 | 8 | 1 | 0 | 0 | 0 | 1 | 0 | 0 | 1 | 0 | 0 | 0 | 0 | 0 | 0 | 0 | 9 | 7 | 9 | 6
5985 | 250 | 9 | 7 | 9 | 1 | 0 | 0 | 0 | 1 | 0 | 0 | 1 | 0 | 0 | 0 | 0 | 0 | 0 | 0 | 9 | 7 | 9 | 6
5986 | 250 | 9 | 7 | 10 | 1 | 0 | 0 | 0 | 1 | 0 | 0 | 1 | 0 | 0 | 0 | 0 | 0 | 0 | 0 | 9 | 7 | 9 | 6
5987 | 250 | 9 | 7 | 11 | 1 | 0 | 0 | 0 | 1 | 0 | 0 | 1 | 0 | 0 | 0 | 0 | 0 | 0 | 0 | 9 | 7 | 9 | 6
5988 | 250 | 9 | 7 | 12 | 1 | 0 | 0 | 0 | 1 | 0 | 0 | 1 | 0 | 0 | 0 | 0 | 0 | 0 | 0 | 9 | 7 | 9 | 6
5989 | 250 | 9 | 7 | 13 | 1 | 0 | 0 | 0 | 1 | 0 | 0 | 1 | 0 | 0 | 0 | 0 | 0 | 0 | 0 | 9 | 7 | 9 | 6
5990 | 250 | 9 | 7 | 14 | 1 | 0 | 0 | 0 | 1 | 0 | 0 | 1 | 0 | 0 | 0 | 0 | 0 | 0 | 0 | 9 | 7 | 9 | 6
5991 | 250 | 9 | 7 | 15 | 1 | 0 | 0 | 0 | 1 | 0 | 0 | 1 | 0 | 0 | 0 | 0 | 0 | 0 | 0 | 9 | 7 | 9 | 6
5992 | 250 | 9 | 7 | 16 | 1 | 0 | 0 | 0 | 1 | 0 | 0 | 1 | 0 | 0 | 0 | 0 | 0 | 0 | 0 | 9 | 7 | 9 | 6
5993 | 250 | 9 | 7 | 17 | 1 | 0 | 0 | 0 | 1 | 0 | 0 | 1 | 0 | 0 | 0 | 0 | 0 | 0 | 0 | 9 | 7 | 9 | 6
5994 | 250 | 9 | 7 | 18 | 1 | 0 | 0 | 0 | 1 | 0 | 0 | 1 | 0 | 0 | 0 | 0 | 0 | 0 | 0 | 9 | 7 | 9 | 6
5995 | 250 | 9 | 7 | 19 | 1 | 0 | 0 | 0 | 1 | 0 | 0 | 1 | 0 | 0 | 0 | 0 | 0 | 0 | 0 | 9 | 7 | 9 | 6
5996 | 250 | 9 | 7 | 20 | 1 | 0 | 0 | 0 | 1 | 0 | 0 | 1 | 0 | 0 | 0 | 0 | 0 | 0 | 0 | 9 | 7 | 9 | 6
5997 | 250 | 9 | 7 | 21 | 1 | 0 | 0 | 0 | 1 | 0 | 0 | 1 | 0 | 0 | 0 | 0 | 0 | 0 | 0 | 9 | 7 | 9 | 6
5998 | 250 | 9 | 7 | 22 | 1 | 0 | 0 | 0 | 1 | 0 | 0 | 1 | 0 | 0 | 0 | 0 | 0 | 0 | 0 | 9 | 7 | 9 | 6
5999 | 250 | 9 | 7 | 23 | 1 | 0 | 0 | 0 | 1 | 0 | 0 | 1 | 0 | 0 | 0 | 0 | 0 | 0 | 0 | 9 | 7 | 9 | 6
6000 | 250 | 9 | 7 | 24 | 1 | 0 | 0 | 0 | 1 | 0 | 0 | 1 | 0 | 0 | 0 | 0 | 0 | 0 | 0 | 9 | 7 | 9 | 6
6001 | 251 | 9 | 8 | 1 | 1 | 0 | 0 | 0 | 1 | 0 | 0 | 1 | 0 | 0 | 0 | 0 | 0 | 0 | 0 | 9 | 8 | 9 | 7
6002 | 251 | 9 | 8 | 2 | 1 | 0 | 0 | 0 | 1 | 0 | 0 | 1 | 0 | 0 | 0 | 0 | 0 | 0 | 0 | 9 | 8 | 9 | 7
6003 | 251 | 9 | 8 | 3 | 1 | 0 | 0 | 0 | 1 | 0 | 0 | 1 | 0 | 0 | 0 | 0 | 0 | 0 | 0 | 9 | 8 | 9 | 7
6004 | 251 | 9 | 8 | 4 | 1 | 0 | 0 | 0 | 1 | 0 | 0 | 1 | 0 | 0 | 0 | 0 | 0 | 0 | 0 | 9 | 8 | 9 | 7
6005 | 251 | 9 | 8 | 5 | 1 | 0 | 0 | 0 | 1 | 0 | 0 | 1 | 0 | 0 | 0 | 0 | 0 | 0 | 0 | 9 | 8 | 9 | 7
6006 | 251 | 9 | 8 | 6 | 1 | 0 | 0 | 0 | 1 | 0 | 0 | 1 | 0 | 0 | 0 | 0 | 0 | 0 | 0 | 9 | 8 | 9 | 7
6007 | 251 | 9 | 8 | 7 | 1 | 0 | 0 | 0 | 1 | 0 | 0 | 1 | 0 | 0 | 0 | 0 | 0 | 0 | 0 | 9 | 8 | 9 | 7
6008 | 251 | 9 | 8 | 8 | 1 | 0 | 0 | 0 | 1 | 0 | 0 | 1 | 0 | 0 | 0 | 0 | 0 | 0 | 0 | 9 | 8 | 9 | 7
6009 | 251 | 9 | 8 | 9 | 1 | 0 | 0 | 0 | 1 | 0 | 0 | 1 | 0 | 0 | 0 | 0 | 0 | 0 | 0 | 9 | 8 | 9 | 7
6010 | 251 | 9 | 8 | 10 | 1 | 0 | 0 | 0 | 1 | 0 | 0 | 1 | 0 | 0 | 0 | 0 | 0 | 0 | 0 | 9 | 8 | 9 | 7
6011 | 251 | 9 | 8 | 11 | 1 | 0 | 0 | 0 | 1 | 0 | 0 | 1 | 0 | 0 | 0 | 0 | 0 | 0 | 0 | 9 | 8 | 9 | 7
6012 | 251 | 9 | 8 | 12 | 1 | 0 | 0 | 0 | 1 | 0 | 0 | 1 | 0 | 0 | 0 | 0 | 0 | 0 | 0 | 9 | 8 | 9 | 7
6013 | 251 | 9 | 8 | 13 | 1 | 0 | 0 | 0 | 1 | 0 | 0 | 1 | 0 | 0 | 0 | 0 | 0 | 0 | 0 | 9 | 8 | 9 | 7
6014 | 251 | 9 | 8 | 14 | 1 | 0 | 0 | 0 | 1 | 0 | 0 | 1 | 0 | 0 | 0 | 0 | 0 | 0 | 0 | 9 | 8 | 9 | 7
6015 | 251 | 9 | 8 | 15 | 1 | 0 | 0 | 0 | 1 | 0 | 0 | 1 | 0 | 0 | 0 | 0 | 0 | 0 | 0 | 9 | 8 | 9 | 7
6016 | 251 | 9 | 8 | 16 | 1 | 0 | 0 | 0 | 1 | 0 | 0 | 1 | 0 | 0 | 0 | 0 | 0 | 0 | 0 | 9 | 8 | 9 | 7
6017 | 251 | 9 | 8 | 17 | 1 | 0 | 0 | 0 | 1 | 0 | 0 | 1 | 0 | 0 | 0 | 0 | 0 | 0 | 0 | 9 | 8 | 9 | 7
6018 | 251 | 9 | 8 | 18 | 1 | 0 | 0 | 0 | 1 | 0 | 0 | 1 | 0 | 0 | 0 | 0 | 0 | 0 | 0 | 9 | 8 | 9 | 7
6019 | 251 | 9 | 8 | 19 | 1 | 0 | 0 | 0 | 1 | 0 | 0 | 1 | 0 | 0 | 0 | 0 | 0 | 0 | 0 | 9 | 8 | 9 | 7
6020 | 251 | 9 | 8 | 20 | 1 | 0 | 0 | 0 | 1 | 0 | 0 | 1 | 0 | 0 | 0 | 0 | 0 | 0 | 0 | 9 | 8 | 9 | 7
6021 | 251 | 9 | 8 | 21 | 1 | 0 | 0 | 0 | 1 | 0 | 0 | 1 | 0 | 0 | 0 | 0 | 0 | 0 | 0 | 9 | 8 | 9 | 7
6022 | 251 | 9 | 8 | 22 | 1 | 0 | 0 | 0 | 1 | 0 | 0 | 1 | 0 | 0 | 0 | 0 | 0 | 0 | 0 | 9 | 8 | 9 | 7
6023 | 251 | 9 | 8 | 23 | 1 | 0 | 0 | 0 | 1 | 0 | 0 | 1 | 0 | 0 | 0 | 0 | 0 | 0 | 0 | 9 | 8 | 9 | 7
6024 | 251 | 9 | 8 | 24 | 1 | 0 | 0 | 0 | 1 | 0 | 0 | 1 | 0 | 0 | 0 | 0 | 0 | 0 | 0 | 9 | 8 | 9 | 7
6025 | 252 | 9 | 9 | 1 | 0 | 0 | 0 | 0 | 1 | 0 | 0 | 1 | 0 | 0 | 0 | 0 | 0 | 0 | 0 | 9 | 9 | 9 | 8
6026 | 252 | 9 | 9 | 2 | 0 | 0 | 0 | 0 | 1 | 0 | 0 | 1 | 0 | 0 | 0 | 0 | 0 | 0 | 0 | 9 | 9 | 9 | 8
6027 | 252 | 9 | 9 | 3 | 0 | 0 | 0 | 0 | 1 | 0 | 0 | 1 | 0 | 0 | 0 | 0 | 0 | 0 | 0 | 9 | 9 | 9 | 8
6028 | 252 | 9 | 9 | 4 | 0 | 0 | 0 | 0 | 1 | 0 | 0 | 1 | 0 | 0 | 0 | 0 | 0 | 0 | 0 | 9 | 9 | 9 | 8
6029 | 252 | 9 | 9 | 5 | 0 | 0 | 0 | 0 | 1 | 0 | 0 | 1 | 0 | 0 | 0 | 0 | 0 | 0 | 0 | 9 | 9 | 9 | 8
6030 | 252 | 9 | 9 | 6 | 0 | 0 | 0 | 0 | 1 | 0 | 0 | 1 | 0 | 0 | 0 | 0 | 0 | 0 | 0 | 9 | 9 | 9 | 8
6031 | 252 | 9 | 9 | 7 | 0 | 0 | 0 | 0 | 1 | 0 | 0 | 1 | 0 | 0 | 0 | 0 | 0 | 0 | 0 | 9 | 9 | 9 | 8
6032 | 252 | 9 | 9 | 8 | 0 | 0 | 0 | 0 | 1 | 0 | 0 | 1 | 0 | 0 | 0 | 0 | 0 | 0 | 0 | 9 | 9 | 9 | 8
6033 | 252 | 9 | 9 | 9 | 0 | 0 | 0 | 0 | 1 | 0 | 0 | 1 | 0 | 0 | 0 | 0 | 0 | 0 | 0 | 9 | 9 | 9 | 8
6034 | 252 | 9 | 9 | 10 | 0 | 0 | 0 | 0 | 1 | 0 | 0 | 1 | 0 | 0 | 0 | 0 | 0 | 0 | 0 | 9 | 9 | 9 | 8
6035 | 252 | 9 | 9 | 11 | 0 | 0 | 0 | 0 | 1 | 0 | 0 | 1 | 0 | 0 | 0 | 0 | 0 | 0 | 0 | 9 | 9 | 9 | 8
6036 | 252 | 9 | 9 | 12 | 0 | 0 | 0 | 0 | 1 | 0 | 0 | 1 | 0 | 0 | 0 | 0 | 0 | 0 | 0 | 9 | 9 | 9 | 8
6037 | 252 | 9 | 9 | 13 | 0 | 0 | 0 | 0 | 1 | 0 | 0 | 1 | 0 | 0 | 0 | 0 | 0 | 0 | 0 | 9 | 9 | 9 | 8
6038 | 252 | 9 | 9 | 14 | 0 | 0 | 0 | 0 | 1 | 0 | 0 | 1 | 0 | 0 | 0 | 0 | 0 | 0 | 0 | 9 | 9 | 9 | 8
6039 | 252 | 9 | 9 | 15 | 0 | 0 | 0 | 0 | 1 | 0 | 0 | 1 | 0 | 0 | 0 | 0 | 0 | 0 | 0 | 9 | 9 | 9 | 8
6040 | 252 | 9 | 9 | 16 | 0 | 0 | 0 | 0 | 1 | 0 | 0 | 1 | 0 | 0 | 0 | 0 | 0 | 0 | 0 | 9 | 9 | 9 | 8
6041 | 252 | 9 | 9 | 17 | 0 | 0 | 0 | 0 | 1 | 0 | 0 | 1 | 0 | 0 | 0 | 0 | 0 | 0 | 0 | 9 | 9 | 9 | 8
6042 | 252 | 9 | 9 | 18 | 0 | 0 | 0 | 0 | 1 | 0 | 0 | 1 | 0 | 0 | 0 | 0 | 0 | 0 | 0 | 9 | 9 | 9 | 8
6043 | 252 | 9 | 9 | 19 | 0 | 0 | 0 | 0 | 1 | 0 | 0 | 1 | 0 | 0 | 0 | 0 | 0 | 0 | 0 | 9 | 9 | 9 | 8
6044 | 252 | 9 | 9 | 20 | 0 | 0 | 0 | 0 | 1 | 0 | 0 | 1 | 0 | 0 | 0 | 0 | 0 | 0 | 0 | 9 | 9 | 9 | 8
6045 | 252 | 9 | 9 | 21 | 0 | 0 | 0 | 0 | 1 | 0 | 0 | 1 | 0 | 0 | 0 | 0 | 0 | 0 | 0 | 9 | 9 | 9 | 8
6046 | 252 | 9 | 9 | 22 | 0 | 0 | 0 | 0 | 1 | 0 | 0 | 1 | 0 | 0 | 0 | 0 | 0 | 0 | 0 | 9 | 9 | 9 | 8
6047 | 252 | 9 | 9 | 23 | 0 | 0 | 0 | 0 | 1 | 0 | 0 | 1 | 0 | 0 | 0 | 0 | 0 | 0 | 0 | 9 | 9 | 9 | 8
6048 | 252 | 9 | 9 | 24 | 0 | 0 | 0 | 0 | 1 | 0 | 0 | 1 | 0 | 0 | 0 | 0 | 0 | 0 | 0 | 9 | 9 | 9 | 8
6049 | 253 | 9 | 10 | 1 | 0 | 0 | 0 | 0 | 1 | 0 | 0 | 1 | 0 | 0 | 0 | 0 | 0 | 0 | 0 | 9 | 10 | 9 | 9
6050 | 253 | 9 | 10 | 2 | 0 | 0 | 0 | 0 | 1 | 0 | 0 | 1 | 0 | 0 | 0 | 0 | 0 | 0 | 0 | 9 | 10 | 9 | 9
6051 | 253 | 9 | 10 | 3 | 0 | 0 | 0 | 0 | 1 | 0 | 0 | 1 | 0 | 0 | 0 | 0 | 0 | 0 | 0 | 9 | 10 | 9 | 9
6052 | 253 | 9 | 10 | 4 | 0 | 0 | 0 | 0 | 1 | 0 | 0 | 1 | 0 | 0 | 0 | 0 | 0 | 0 | 0 | 9 | 10 | 9 | 9
6053 | 253 | 9 | 10 | 5 | 0 | 0 | 0 | 0 | 1 | 0 | 0 | 1 | 0 | 0 | 0 | 0 | 0 | 0 | 0 | 9 | 10 | 9 | 9
6054 | 253 | 9 | 10 | 6 | 0 | 0 | 0 | 0 | 1 | 0 | 0 | 1 | 0 | 0 | 0 | 0 | 0 | 0 | 0 | 9 | 10 | 9 | 9
6055 | 253 | 9 | 10 | 7 | 0 | 0 | 0 | 0 | 1 | 0 | 0 | 1 | 0 | 0 | 0 | 0 | 0 | 0 | 0 | 9 | 10 | 9 | 9
6056 | 253 | 9 | 10 | 8 | 0 | 0 | 0 | 0 | 1 | 0 | 0 | 1 | 0 | 0 | 0 | 0 | 0 | 0 | 0 | 9 | 10 | 9 | 9
6057 | 253 | 9 | 10 | 9 | 0 | 0 | 0 | 0 | 1 | 0 | 0 | 1 | 0 | 0 | 0 | 0 | 0 | 0 | 0 | 9 | 10 | 9 | 9
6058 | 253 | 9 | 10 | 10 | 0 | 0 | 0 | 0 | 1 | 0 | 0 | 1 | 0 | 0 | 0 | 0 | 0 | 0 | 0 | 9 | 10 | 9 | 9
6059 | 253 | 9 | 10 | 11 | 0 | 0 | 0 | 0 | 1 | 0 | 0 | 1 | 0 | 0 | 0 | 0 | 0 | 0 | 0 | 9 | 10 | 9 | 9
6060 | 253 | 9 | 10 | 12 | 0 | 0 | 0 | 0 | 1 | 0 | 0 | 1 | 0 | 0 | 0 | 0 | 0 | 0 | 0 | 9 | 10 | 9 | 9
6061 | 253 | 9 | 10 | 13 | 0 | 0 | 0 | 0 | 1 | 0 | 0 | 1 | 0 | 0 | 0 | 0 | 0 | 0 | 0 | 9 | 10 | 9 | 9
6062 | 253 | 9 | 10 | 14 | 0 | 0 | 0 | 0 | 1 | 0 | 0 | 1 | 0 | 0 | 0 | 0 | 0 | 0 | 0 | 9 | 10 | 9 | 9
6063 | 253 | 9 | 10 | 15 | 0 | 0 | 0 | 0 | 1 | 0 | 0 | 1 | 0 | 0 | 0 | 0 | 0 | 0 | 0 | 9 | 10 | 9 | 9
6064 | 253 | 9 | 10 | 16 | 0 | 0 | 0 | 0 | 1 | 0 | 0 | 1 | 0 | 0 | 0 | 0 | 0 | 0 | 0 | 9 | 10 | 9 | 9
6065 | 253 | 9 | 10 | 17 | 0 | 0 | 0 | 0 | 1 | 0 | 0 | 1 | 0 | 0 | 0 | 0 | 0 | 0 | 0 | 9 | 10 | 9 | 9
6066 | 253 | 9 | 10 | 18 | 0 | 0 | 0 | 0 | 1 | 0 | 0 | 1 | 0 | 0 | 0 | 0 | 0 | 0 | 0 | 9 | 10 | 9 | 9
6067 | 253 | 9 | 10 | 19 | 0 | 0 | 0 | 0 | 1 | 0 | 0 | 1 | 0 | 0 | 0 | 0 | 0 | 0 | 0 | 9 | 10 | 9 | 9
6068 | 253 | 9 | 10 | 20 | 0 | 0 | 0 | 0 | 1 | 0 | 0 | 1 | 0 | 0 | 0 | 0 | 0 | 0 | 0 | 9 | 10 | 9 | 9
6069 | 253 | 9 | 10 | 21 | 0 | 0 | 0 | 0 | 1 | 0 | 0 | 1 | 0 | 0 | 0 | 0 | 0 | 0 | 0 | 9 | 10 | 9 | 9
6070 | 253 | 9 | 10 | 22 | 0 | 0 | 0 | 0 | 1 | 0 | 0 | 1 | 0 | 0 | 0 | 0 | 0 | 0 | 0 | 9 | 10 | 9 | 9
6071 | 253 | 9 | 10 | 23 | 0 | 0 | 0 | 0 | 1 | 0 | 0 | 1 | 0 | 0 | 0 | 0 | 0 | 0 | 0 | 9 | 10 | 9 | 9
6072 | 253 | 9 | 10 | 24 | 0 | 0 | 0 | 0 | 1 | 0 | 0 | 1 | 0 | 0 | 0 | 0 | 0 | 0 | 0 | 9 | 10 | 9 | 9
6073 | 254 | 9 | 11 | 1 | 1 | 0 | 0 | 0 | 1 | 0 | 0 | 1 | 0 | 0 | 0 | 0 | 0 | 0 | 0 | 9 | 11 | 9 | 10
6074 | 254 | 9 | 11 | 2 | 1 | 0 | 0 | 0 | 1 | 0 | 0 | 1 | 0 | 0 | 0 | 0 | 0 | 0 | 0 | 9 | 11 | 9 | 10
6075 | 254 | 9 | 11 | 3 | 1 | 0 | 0 | 0 | 1 | 0 | 0 | 1 | 0 | 0 | 0 | 0 | 0 | 0 | 0 | 9 | 11 | 9 | 10
6076 | 254 | 9 | 11 | 4 | 1 | 0 | 0 | 0 | 1 | 0 | 0 | 1 | 0 | 0 | 0 | 0 | 0 | 0 | 0 | 9 | 11 | 9 | 10
6077 | 254 | 9 | 11 | 5 | 1 | 0 | 0 | 0 | 1 | 0 | 0 | 1 | 0 | 0 | 0 | 0 | 0 | 0 | 0 | 9 | 11 | 9 | 10
6078 | 254 | 9 | 11 | 6 | 1 | 0 | 0 | 0 | 1 | 0 | 0 | 1 | 0 | 0 | 0 | 0 | 0 | 0 | 0 | 9 | 11 | 9 | 10
6079 | 254 | 9 | 11 | 7 | 1 | 0 | 0 | 0 | 1 | 0 | 0 | 1 | 0 | 0 | 0 | 0 | 0 | 0 | 0 | 9 | 11 | 9 | 10
6080 | 254 | 9 | 11 | 8 | 1 | 0 | 0 | 0 | 1 | 0 | 0 | 1 | 0 | 0 | 0 | 0 | 0 | 0 | 0 | 9 | 11 | 9 | 10
6081 | 254 | 9 | 11 | 9 | 1 | 0 | 0 | 0 | 1 | 0 | 0 | 1 | 0 | 0 | 0 | 0 | 0 | 0 | 0 | 9 | 11 | 9 | 10
6082 | 254 | 9 | 11 | 10 | 1 | 0 | 0 | 0 | 1 | 0 | 0 | 1 | 0 | 0 | 0 | 0 | 0 | 0 | 0 | 9 | 11 | 9 | 10
6083 | 254 | 9 | 11 | 11 | 1 | 0 | 0 | 0 | 1 | 0 | 0 | 1 | 0 | 0 | 0 | 0 | 0 | 0 | 0 | 9 | 11 | 9 | 10
6084 | 254 | 9 | 11 | 12 | 1 | 0 | 0 | 0 | 1 | 0 | 0 | 1 | 0 | 0 | 0 | 0 | 0 | 0 | 0 | 9 | 11 | 9 | 10
6085 | 254 | 9 | 11 | 13 | 1 | 0 | 0 | 0 | 1 | 0 | 0 | 1 | 0 | 0 | 0 | 0 | 0 | 0 | 0 | 9 | 11 | 9 | 10
6086 | 254 | 9 | 11 | 14 | 1 | 0 | 0 | 0 | 1 | 0 | 0 | 1 | 0 | 0 | 0 | 0 | 0 | 0 | 0 | 9 | 11 | 9 | 10
6087 | 254 | 9 | 11 | 15 | 1 | 0 | 0 | 0 | 1 | 0 | 0 | 1 | 0 | 0 | 0 | 0 | 0 | 0 | 0 | 9 | 11 | 9 | 10
6088 | 254 | 9 | 11 | 16 | 1 | 0 | 0 | 0 | 1 | 0 | 0 | 1 | 0 | 0 | 0 | 0 | 0 | 0 | 0 | 9 | 11 | 9 | 10
6089 | 254 | 9 | 11 | 17 | 1 | 0 | 0 | 0 | 1 | 0 | 0 | 1 | 0 | 0 | 0 | 0 | 0 | 0 | 0 | 9 | 11 | 9 | 10
6090 | 254 | 9 | 11 | 18 | 1 | 0 | 0 | 0 | 1 | 0 | 0 | 1 | 0 | 0 | 0 | 0 | 0 | 0 | 0 | 9 | 11 | 9 | 10
6091 | 254 | 9 | 11 | 19 | 1 | 0 | 0 | 0 | 1 | 0 | 0 | 1 | 0 | 0 | 0 | 0 | 0 | 0 | 0 | 9 | 11 | 9 | 10
6092 | 254 | 9 | 11 | 20 | 1 | 0 | 0 | 0 | 1 | 0 | 0 | 1 | 0 | 0 | 0 | 0 | 0 | 0 | 0 | 9 | 11 | 9 | 10
6093 | 254 | 9 | 11 | 21 | 1 | 0 | 0 | 0 | 1 | 0 | 0 | 1 | 0 | 0 | 0 | 0 | 0 | 0 | 0 | 9 | 11 | 9 | 10
6094 | 254 | 9 | 11 | 22 | 1 | 0 | 0 | 0 | 1 | 0 | 0 | 1 | 0 | 0 | 0 | 0 | 0 | 0 | 0 | 9 | 11 | 9 | 10
6095 | 254 | 9 | 11 | 23 | 1 | 0 | 0 | 0 | 1 | 0 | 0 | 1 | 0 | 0 | 0 | 0 | 0 | 0 | 0 | 9 | 11 | 9 | 10
6096 | 254 | 9 | 11 | 24 | 1 | 0 | 0 | 0 | 1 | 0 | 0 | 1 | 0 | 0 | 0 | 0 | 0 | 0 | 0 | 9 | 11 | 9 | 10
6097 | 255 | 9 | 12 | 1 | 1 | 0 | 0 | 0 | 1 | 0 | 0 | 1 | 0 | 0 | 0 | 0 | 0 | 0 | 0 | 9 | 12 | 9 | 11
6098 | 255 | 9 | 12 | 2 | 1 | 0 | 0 | 0 | 1 | 0 | 0 | 1 | 0 | 0 | 0 | 0 | 0 | 0 | 0 | 9 | 12 | 9 | 11
6099 | 255 | 9 | 12 | 3 | 1 | 0 | 0 | 0 | 1 | 0 | 0 | 1 | 0 | 0 | 0 | 0 | 0 | 0 | 0 | 9 | 12 | 9 | 11
6100 | 255 | 9 | 12 | 4 | 1 | 0 | 0 | 0 | 1 | 0 | 0 | 1 | 0 | 0 | 0 | 0 | 0 | 0 | 0 | 9 | 12 | 9 | 11
6101 | 255 | 9 | 12 | 5 | 1 | 0 | 0 | 0 | 1 | 0 | 0 | 1 | 0 | 0 | 0 | 0 | 0 | 0 | 0 | 9 | 12 | 9 | 11
6102 | 255 | 9 | 12 | 6 | 1 | 0 | 0 | 0 | 1 | 0 | 0 | 1 | 0 | 0 | 0 | 0 | 0 | 0 | 0 | 9 | 12 | 9 | 11
6103 | 255 | 9 | 12 | 7 | 1 | 0 | 0 | 0 | 1 | 0 | 0 | 1 | 0 | 0 | 0 | 0 | 0 | 0 | 0 | 9 | 12 | 9 | 11
6104 | 255 | 9 | 12 | 8 | 1 | 0 | 0 | 0 | 1 | 0 | 0 | 1 | 0 | 0 | 0 | 0 | 0 | 0 | 0 | 9 | 12 | 9 | 11
6105 | 255 | 9 | 12 | 9 | 1 | 0 | 0 | 0 | 1 | 0 | 0 | 1 | 0 | 0 | 0 | 0 | 0 | 0 | 0 | 9 | 12 | 9 | 11
6106 | 255 | 9 | 12 | 10 | 1 | 0 | 0 | 0 | 1 | 0 | 0 | 1 | 0 | 0 | 0 | 0 | 0 | 0 | 0 | 9 | 12 | 9 | 11
6107 | 255 | 9 | 12 | 11 | 1 | 0 | 0 | 0 | 1 | 0 | 0 | 1 | 0 | 0 | 0 | 0 | 0 | 0 | 0 | 9 | 12 | 9 | 11
6108 | 255 | 9 | 12 | 12 | 1 | 0 | 0 | 0 | 1 | 0 | 0 | 1 | 0 | 0 | 0 | 0 | 0 | 0 | 0 | 9 | 12 | 9 | 11
6109 | 255 | 9 | 12 | 13 | 1 | 0 | 0 | 0 | 1 | 0 | 0 | 1 | 0 | 0 | 0 | 0 | 0 | 0 | 0 | 9 | 12 | 9 | 11
6110 | 255 | 9 | 12 | 14 | 1 | 0 | 0 | 0 | 1 | 0 | 0 | 1 | 0 | 0 | 0 | 0 | 0 | 0 | 0 | 9 | 12 | 9 | 11
6111 | 255 | 9 | 12 | 15 | 1 | 0 | 0 | 0 | 1 | 0 | 0 | 1 | 0 | 0 | 0 | 0 | 0 | 0 | 0 | 9 | 12 | 9 | 11
6112 | 255 | 9 | 12 | 16 | 1 | 0 | 0 | 0 | 1 | 0 | 0 | 1 | 0 | 0 | 0 | 0 | 0 | 0 | 0 | 9 | 12 | 9 | 11
6113 | 255 | 9 | 12 | 17 | 1 | 0 | 0 | 0 | 1 | 0 | 0 | 1 | 0 | 0 | 0 | 0 | 0 | 0 | 0 | 9 | 12 | 9 | 11
6114 | 255 | 9 | 12 | 18 | 1 | 0 | 0 | 0 | 1 | 0 | 0 | 1 | 0 | 0 | 0 | 0 | 0 | 0 | 0 | 9 | 12 | 9 | 11
6115 | 255 | 9 | 12 | 19 | 1 | 0 | 0 | 0 | 1 | 0 | 0 | 1 | 0 | 0 | 0 | 0 | 0 | 0 | 0 | 9 | 12 | 9 | 11
6116 | 255 | 9 | 12 | 20 | 1 | 0 | 0 | 0 | 1 | 0 | 0 | 1 | 0 | 0 | 0 | 0 | 0 | 0 | 0 | 9 | 12 | 9 | 11
6117 | 255 | 9 | 12 | 21 | 1 | 0 | 0 | 0 | 1 | 0 | 0 | 1 | 0 | 0 | 0 | 0 | 0 | 0 | 0 | 9 | 12 | 9 | 11
6118 | 255 | 9 | 12 | 22 | 1 | 0 | 0 | 0 | 1 | 0 | 0 | 1 | 0 | 0 | 0 | 0 | 0 | 0 | 0 | 9 | 12 | 9 | 11
6119 | 255 | 9 | 12 | 23 | 1 | 0 | 0 | 0 | 1 | 0 | 0 | 1 | 0 | 0 | 0 | 0 | 0 | 0 | 0 | 9 | 12 | 9 | 11
6120 | 255 | 9 | 12 | 24 | 1 | 0 | 0 | 0 | 1 | 0 | 0 | 1 | 0 | 0 | 0 | 0 | 0 | 0 | 0 | 9 | 12 | 9 | 11
6121 | 256 | 9 | 13 | 1 | 1 | 0 | 0 | 0 | 1 | 0 | 0 | 1 | 0 | 0 | 0 | 0 | 0 | 0 | 0 | 9 | 13 | 9 | 12
6122 | 256 | 9 | 13 | 2 | 1 | 0 | 0 | 0 | 1 | 0 | 0 | 1 | 0 | 0 | 0 | 0 | 0 | 0 | 0 | 9 | 13 | 9 | 12
6123 | 256 | 9 | 13 | 3 | 1 | 0 | 0 | 0 | 1 | 0 | 0 | 1 | 0 | 0 | 0 | 0 | 0 | 0 | 0 | 9 | 13 | 9 | 12
6124 | 256 | 9 | 13 | 4 | 1 | 0 | 0 | 0 | 1 | 0 | 0 | 1 | 0 | 0 | 0 | 0 | 0 | 0 | 0 | 9 | 13 | 9 | 12
6125 | 256 | 9 | 13 | 5 | 1 | 0 | 0 | 0 | 1 | 0 | 0 | 1 | 0 | 0 | 0 | 0 | 0 | 0 | 0 | 9 | 13 | 9 | 12
6126 | 256 | 9 | 13 | 6 | 1 | 0 | 0 | 0 | 1 | 0 | 0 | 1 | 0 | 0 | 0 | 0 | 0 | 0 | 0 | 9 | 13 | 9 | 12
6127 | 256 | 9 | 13 | 7 | 1 | 0 | 0 | 0 | 1 | 0 | 0 | 1 | 0 | 0 | 0 | 0 | 0 | 0 | 0 | 9 | 13 | 9 | 12
6128 | 256 | 9 | 13 | 8 | 1 | 0 | 0 | 0 | 1 | 0 | 0 | 1 | 0 | 0 | 0 | 0 | 0 | 0 | 0 | 9 | 13 | 9 | 12
6129 | 256 | 9 | 13 | 9 | 1 | 0 | 0 | 0 | 1 | 0 | 0 | 1 | 0 | 0 | 0 | 0 | 0 | 0 | 0 | 9 | 13 | 9 | 12
6130 | 256 | 9 | 13 | 10 | 1 | 0 | 0 | 0 | 1 | 0 | 0 | 1 | 0 | 0 | 0 | 0 | 0 | 0 | 0 | 9 | 13 | 9 | 12
6131 | 256 | 9 | 13 | 11 | 1 | 0 | 0 | 0 | 1 | 0 | 0 | 1 | 0 | 0 | 0 | 0 | 0 | 0 | 0 | 9 | 13 | 9 | 12
6132 | 256 | 9 | 13 | 12 | 1 | 0 | 0 | 0 | 1 | 0 | 0 | 1 | 0 | 0 | 0 | 0 | 0 | 0 | 0 | 9 | 13 | 9 | 12
6133 | 256 | 9 | 13 | 13 | 1 | 0 | 0 | 0 | 1 | 0 | 0 | 1 | 0 | 0 | 0 | 0 | 0 | 0 | 0 | 9 | 13 | 9 | 12
6134 | 256 | 9 | 13 | 14 | 1 | 0 | 0 | 0 | 1 | 0 | 0 | 1 | 0 | 0 | 0 | 0 | 0 | 0 | 0 | 9 | 13 | 9 | 12
6135 | 256 | 9 | 13 | 15 | 1 | 0 | 0 | 0 | 1 | 0 | 0 | 1 | 0 | 0 | 0 | 0 | 0 | 0 | 0 | 9 | 13 | 9 | 12
6136 | 256 | 9 | 13 | 16 | 1 | 0 | 0 | 0 | 1 | 0 | 0 | 1 | 0 | 0 | 0 | 0 | 0 | 0 | 0 | 9 | 13 | 9 | 12
6137 | 256 | 9 | 13 | 17 | 1 | 0 | 0 | 0 | 1 | 0 | 0 | 1 | 0 | 0 | 0 | 0 | 0 | 0 | 0 | 9 | 13 | 9 | 12
6138 | 256 | 9 | 13 | 18 | 1 | 0 | 0 | 0 | 1 | 0 | 0 | 1 | 0 | 0 | 0 | 0 | 0 | 0 | 0 | 9 | 13 | 9 | 12
6139 | 256 | 9 | 13 | 19 | 1 | 0 | 0 | 0 | 1 | 0 | 0 | 1 | 0 | 0 | 0 | 0 | 0 | 0 | 0 | 9 | 13 | 9 | 12
6140 | 256 | 9 | 13 | 20 | 1 | 0 | 0 | 0 | 1 | 0 | 0 | 1 | 0 | 0 | 0 | 0 | 0 | 0 | 0 | 9 | 13 | 9 | 12
6141 | 256 | 9 | 13 | 21 | 1 | 0 | 0 | 0 | 1 | 0 | 0 | 1 | 0 | 0 | 0 | 0 | 0 | 0 | 0 | 9 | 13 | 9 | 12
6142 | 256 | 9 | 13 | 22 | 1 | 0 | 0 | 0 | 1 | 0 | 0 | 1 | 0 | 0 | 0 | 0 | 0 | 0 | 0 | 9 | 13 | 9 | 12
6143 | 256 | 9 | 13 | 23 | 1 | 0 | 0 | 0 | 1 | 0 | 0 | 1 | 0 | 0 | 0 | 0 | 0 | 0 | 0 | 9 | 13 | 9 | 12
6144 | 256 | 9 | 13 | 24 | 1 | 0 | 0 | 0 | 1 | 0 | 0 | 1 | 0 | 0 | 0 | 0 | 0 | 0 | 0 | 9 | 13 | 9 | 12
6145 | 257 | 9 | 14 | 1 | 1 | 0 | 0 | 0 | 1 | 0 | 0 | 1 | 0 | 0 | 0 | 0 | 0 | 0 | 0 | 9 | 14 | 9 | 13
6146 | 257 | 9 | 14 | 2 | 1 | 0 | 0 | 0 | 1 | 0 | 0 | 1 | 0 | 0 | 0 | 0 | 0 | 0 | 0 | 9 | 14 | 9 | 13
6147 | 257 | 9 | 14 | 3 | 1 | 0 | 0 | 0 | 1 | 0 | 0 | 1 | 0 | 0 | 0 | 0 | 0 | 0 | 0 | 9 | 14 | 9 | 13
6148 | 257 | 9 | 14 | 4 | 1 | 0 | 0 | 0 | 1 | 0 | 0 | 1 | 0 | 0 | 0 | 0 | 0 | 0 | 0 | 9 | 14 | 9 | 13
6149 | 257 | 9 | 14 | 5 | 1 | 0 | 0 | 0 | 1 | 0 | 0 | 1 | 0 | 0 | 0 | 0 | 0 | 0 | 0 | 9 | 14 | 9 | 13
6150 | 257 | 9 | 14 | 6 | 1 | 0 | 0 | 0 | 1 | 0 | 0 | 1 | 0 | 0 | 0 | 0 | 0 | 0 | 0 | 9 | 14 | 9 | 13
6151 | 257 | 9 | 14 | 7 | 1 | 0 | 0 | 0 | 1 | 0 | 0 | 1 | 0 | 0 | 0 | 0 | 0 | 0 | 0 | 9 | 14 | 9 | 13
6152 | 257 | 9 | 14 | 8 | 1 | 0 | 0 | 0 | 1 | 0 | 0 | 1 | 0 | 0 | 0 | 0 | 0 | 0 | 0 | 9 | 14 | 9 | 13
6153 | 257 | 9 | 14 | 9 | 1 | 0 | 0 | 0 | 1 | 0 | 0 | 1 | 0 | 0 | 0 | 0 | 0 | 0 | 0 | 9 | 14 | 9 | 13
6154 | 257 | 9 | 14 | 10 | 1 | 0 | 0 | 0 | 1 | 0 | 0 | 1 | 0 | 0 | 0 | 0 | 0 | 0 | 0 | 9 | 14 | 9 | 13
6155 | 257 | 9 | 14 | 11 | 1 | 0 | 0 | 0 | 1 | 0 | 0 | 1 | 0 | 0 | 0 | 0 | 0 | 0 | 0 | 9 | 14 | 9 | 13
6156 | 257 | 9 | 14 | 12 | 1 | 0 | 0 | 0 | 1 | 0 | 0 | 1 | 0 | 0 | 0 | 0 | 0 | 0 | 0 | 9 | 14 | 9 | 13
6157 | 257 | 9 | 14 | 13 | 1 | 0 | 0 | 0 | 1 | 0 | 0 | 1 | 0 | 0 | 0 | 0 | 0 | 0 | 0 | 9 | 14 | 9 | 13
6158 | 257 | 9 | 14 | 14 | 1 | 0 | 0 | 0 | 1 | 0 | 0 | 1 | 0 | 0 | 0 | 0 | 0 | 0 | 0 | 9 | 14 | 9 | 13
6159 | 257 | 9 | 14 | 15 | 1 | 0 | 0 | 0 | 1 | 0 | 0 | 1 | 0 | 0 | 0 | 0 | 0 | 0 | 0 | 9 | 14 | 9 | 13
6160 | 257 | 9 | 14 | 16 | 1 | 0 | 0 | 0 | 1 | 0 | 0 | 1 | 0 | 0 | 0 | 0 | 0 | 0 | 0 | 9 | 14 | 9 | 13
6161 | 257 | 9 | 14 | 17 | 1 | 0 | 0 | 0 | 1 | 0 | 0 | 1 | 0 | 0 | 0 | 0 | 0 | 0 | 0 | 9 | 14 | 9 | 13
6162 | 257 | 9 | 14 | 18 | 1 | 0 | 0 | 0 | 1 | 0 | 0 | 1 | 0 | 0 | 0 | 0 | 0 | 0 | 0 | 9 | 14 | 9 | 13
6163 | 257 | 9 | 14 | 19 | 1 | 0 | 0 | 0 | 1 | 0 | 0 | 1 | 0 | 0 | 0 | 0 | 0 | 0 | 0 | 9 | 14 | 9 | 13
6164 | 257 | 9 | 14 | 20 | 1 | 0 | 0 | 0 | 1 | 0 | 0 | 1 | 0 | 0 | 0 | 0 | 0 | 0 | 0 | 9 | 14 | 9 | 13
6165 | 257 | 9 | 14 | 21 | 1 | 0 | 0 | 0 | 1 | 0 | 0 | 1 | 0 | 0 | 0 | 0 | 0 | 0 | 0 | 9 | 14 | 9 | 13
6166 | 257 | 9 | 14 | 22 | 1 | 0 | 0 | 0 | 1 | 0 | 0 | 1 | 0 | 0 | 0 | 0 | 0 | 0 | 0 | 9 | 14 | 9 | 13
6167 | 257 | 9 | 14 | 23 | 1 | 0 | 0 | 0 | 1 | 0 | 0 | 1 | 0 | 0 | 0 | 0 | 0 | 0 | 0 | 9 | 14 | 9 | 13
6168 | 257 | 9 | 14 | 24 | 1 | 0 | 0 | 0 | 1 | 0 | 0 | 1 | 0 | 0 | 0 | 0 | 0 | 0 | 0 | 9 | 14 | 9 | 13
6169 | 258 | 9 | 15 | 1 | 1 | 0 | 0 | 0 | 1 | 0 | 0 | 1 | 0 | 0 | 0 | 0 | 0 | 0 | 0 | 9 | 15 | 9 | 14
6170 | 258 | 9 | 15 | 2 | 1 | 0 | 0 | 0 | 1 | 0 | 0 | 1 | 0 | 0 | 0 | 0 | 0 | 0 | 0 | 9 | 15 | 9 | 14
6171 | 258 | 9 | 15 | 3 | 1 | 0 | 0 | 0 | 1 | 0 | 0 | 1 | 0 | 0 | 0 | 0 | 0 | 0 | 0 | 9 | 15 | 9 | 14
6172 | 258 | 9 | 15 | 4 | 1 | 0 | 0 | 0 | 1 | 0 | 0 | 1 | 0 | 0 | 0 | 0 | 0 | 0 | 0 | 9 | 15 | 9 | 14
6173 | 258 | 9 | 15 | 5 | 1 | 0 | 0 | 0 | 1 | 0 | 0 | 1 | 0 | 0 | 0 | 0 | 0 | 0 | 0 | 9 | 15 | 9 | 14
6174 | 258 | 9 | 15 | 6 | 1 | 0 | 0 | 0 | 1 | 0 | 0 | 1 | 0 | 0 | 0 | 0 | 0 | 0 | 0 | 9 | 15 | 9 | 14
6175 | 258 | 9 | 15 | 7 | 1 | 0 | 0 | 0 | 1 | 0 | 0 | 1 | 0 | 0 | 0 | 0 | 0 | 0 | 0 | 9 | 15 | 9 | 14
6176 | 258 | 9 | 15 | 8 | 1 | 0 | 0 | 0 | 1 | 0 | 0 | 1 | 0 | 0 | 0 | 0 | 0 | 0 | 0 | 9 | 15 | 9 | 14
6177 | 258 | 9 | 15 | 9 | 1 | 0 | 0 | 0 | 1 | 0 | 0 | 1 | 0 | 0 | 0 | 0 | 0 | 0 | 0 | 9 | 15 | 9 | 14
6178 | 258 | 9 | 15 | 10 | 1 | 0 | 0 | 0 | 1 | 0 | 0 | 1 | 0 | 0 | 0 | 0 | 0 | 0 | 0 | 9 | 15 | 9 | 14
6179 | 258 | 9 | 15 | 11 | 1 | 0 | 0 | 0 | 1 | 0 | 0 | 1 | 0 | 0 | 0 | 0 | 0 | 0 | 0 | 9 | 15 | 9 | 14
6180 | 258 | 9 | 15 | 12 | 1 | 0 | 0 | 0 | 1 | 0 | 0 | 1 | 0 | 0 | 0 | 0 | 0 | 0 | 0 | 9 | 15 | 9 | 14
6181 | 258 | 9 | 15 | 13 | 1 | 0 | 0 | 0 | 1 | 0 | 0 | 1 | 0 | 0 | 0 | 0 | 0 | 0 | 0 | 9 | 15 | 9 | 14
6182 | 258 | 9 | 15 | 14 | 1 | 0 | 0 | 0 | 1 | 0 | 0 | 1 | 0 | 0 | 0 | 0 | 0 | 0 | 0 | 9 | 15 | 9 | 14
6183 | 258 | 9 | 15 | 15 | 1 | 0 | 0 | 0 | 1 | 0 | 0 | 1 | 0 | 0 | 0 | 0 | 0 | 0 | 0 | 9 | 15 | 9 | 14
6184 | 258 | 9 | 15 | 16 | 1 | 0 | 0 | 0 | 1 | 0 | 0 | 1 | 0 | 0 | 0 | 0 | 0 | 0 | 0 | 9 | 15 | 9 | 14
6185 | 258 | 9 | 15 | 17 | 1 | 0 | 0 | 0 | 1 | 0 | 0 | 1 | 0 | 0 | 0 | 0 | 0 | 0 | 0 | 9 | 15 | 9 | 14
6186 | 258 | 9 | 15 | 18 | 1 | 0 | 0 | 0 | 1 | 0 | 0 | 1 | 0 | 0 | 0 | 0 | 0 | 0 | 0 | 9 | 15 | 9 | 14
6187 | 258 | 9 | 15 | 19 | 1 | 0 | 0 | 0 | 1 | 0 | 0 | 1 | 0 | 0 | 0 | 0 | 0 | 0 | 0 | 9 | 15 | 9 | 14
6188 | 258 | 9 | 15 | 20 | 1 | 0 | 0 | 0 | 1 | 0 | 0 | 1 | 0 | 0 | 0 | 0 | 0 | 0 | 0 | 9 | 15 | 9 | 14
6189 | 258 | 9 | 15 | 21 | 1 | 0 | 0 | 0 | 1 | 0 | 0 | 1 | 0 | 0 | 0 | 0 | 0 | 0 | 0 | 9 | 15 | 9 | 14
6190 | 258 | 9 | 15 | 22 | 1 | 0 | 0 | 0 | 1 | 0 | 0 | 1 | 0 | 0 | 0 | 0 | 0 | 0 | 0 | 9 | 15 | 9 | 14
6191 | 258 | 9 | 15 | 23 | 1 | 0 | 0 | 0 | 1 | 0 | 0 | 1 | 0 | 0 | 0 | 0 | 0 | 0 | 0 | 9 | 15 | 9 | 14
6192 | 258 | 9 | 15 | 24 | 1 | 0 | 0 | 0 | 1 | 0 | 0 | 1 | 0 | 0 | 0 | 0 | 0 | 0 | 0 | 9 | 15 | 9 | 14
6193 | 259 | 9 | 16 | 1 | 0 | 0 | 0 | 0 | 1 | 0 | 0 | 1 | 0 | 0 | 0 | 0 | 0 | 0 | 0 | 9 | 16 | 9 | 15
6194 | 259 | 9 | 16 | 2 | 0 | 0 | 0 | 0 | 1 | 0 | 0 | 1 | 0 | 0 | 0 | 0 | 0 | 0 | 0 | 9 | 16 | 9 | 15
6195 | 259 | 9 | 16 | 3 | 0 | 0 | 0 | 0 | 1 | 0 | 0 | 1 | 0 | 0 | 0 | 0 | 0 | 0 | 0 | 9 | 16 | 9 | 15
6196 | 259 | 9 | 16 | 4 | 0 | 0 | 0 | 0 | 1 | 0 | 0 | 1 | 0 | 0 | 0 | 0 | 0 | 0 | 0 | 9 | 16 | 9 | 15
6197 | 259 | 9 | 16 | 5 | 0 | 0 | 0 | 0 | 1 | 0 | 0 | 1 | 0 | 0 | 0 | 0 | 0 | 0 | 0 | 9 | 16 | 9 | 15
6198 | 259 | 9 | 16 | 6 | 0 | 0 | 0 | 0 | 1 | 0 | 0 | 1 | 0 | 0 | 0 | 0 | 0 | 0 | 0 | 9 | 16 | 9 | 15
6199 | 259 | 9 | 16 | 7 | 0 | 0 | 0 | 0 | 1 | 0 | 0 | 1 | 0 | 0 | 0 | 0 | 0 | 0 | 0 | 9 | 16 | 9 | 15
6200 | 259 | 9 | 16 | 8 | 0 | 0 | 0 | 0 | 1 | 0 | 0 | 1 | 0 | 0 | 0 | 0 | 0 | 0 | 0 | 9 | 16 | 9 | 15
6201 | 259 | 9 | 16 | 9 | 0 | 0 | 0 | 0 | 1 | 0 | 0 | 1 | 0 | 0 | 0 | 0 | 0 | 0 | 0 | 9 | 16 | 9 | 15
6202 | 259 | 9 | 16 | 10 | 0 | 0 | 0 | 0 | 1 | 0 | 0 | 1 | 0 | 0 | 0 | 0 | 0 | 0 | 0 | 9 | 16 | 9 | 15
6203 | 259 | 9 | 16 | 11 | 0 | 0 | 0 | 0 | 1 | 0 | 0 | 1 | 0 | 0 | 0 | 0 | 0 | 0 | 0 | 9 | 16 | 9 | 15
6204 | 259 | 9 | 16 | 12 | 0 | 0 | 0 | 0 | 1 | 0 | 0 | 1 | 0 | 0 | 0 | 0 | 0 | 0 | 0 | 9 | 16 | 9 | 15
6205 | 259 | 9 | 16 | 13 | 0 | 0 | 0 | 0 | 1 | 0 | 0 | 1 | 0 | 0 | 0 | 0 | 0 | 0 | 0 | 9 | 16 | 9 | 15
6206 | 259 | 9 | 16 | 14 | 0 | 0 | 0 | 0 | 1 | 0 | 0 | 1 | 0 | 0 | 0 | 0 | 0 | 0 | 0 | 9 | 16 | 9 | 15
6207 | 259 | 9 | 16 | 15 | 0 | 0 | 0 | 0 | 1 | 0 | 0 | 1 | 0 | 0 | 0 | 0 | 0 | 0 | 0 | 9 | 16 | 9 | 15
6208 | 259 | 9 | 16 | 16 | 0 | 0 | 0 | 0 | 1 | 0 | 0 | 1 | 0 | 0 | 0 | 0 | 0 | 0 | 0 | 9 | 16 | 9 | 15
6209 | 259 | 9 | 16 | 17 | 0 | 0 | 0 | 0 | 1 | 0 | 0 | 1 | 0 | 0 | 0 | 0 | 0 | 0 | 0 | 9 | 16 | 9 | 15
6210 | 259 | 9 | 16 | 18 | 0 | 0 | 0 | 0 | 1 | 0 | 0 | 1 | 0 | 0 | 0 | 0 | 0 | 0 | 0 | 9 | 16 | 9 | 15
6211 | 259 | 9 | 16 | 19 | 0 | 0 | 0 | 0 | 1 | 0 | 0 | 1 | 0 | 0 | 0 | 0 | 0 | 0 | 0 | 9 | 16 | 9 | 15
6212 | 259 | 9 | 16 | 20 | 0 | 0 | 0 | 0 | 1 | 0 | 0 | 1 | 0 | 0 | 0 | 0 | 0 | 0 | 0 | 9 | 16 | 9 | 15
6213 | 259 | 9 | 16 | 21 | 0 | 0 | 0 | 0 | 1 | 0 | 0 | 1 | 0 | 0 | 0 | 0 | 0 | 0 | 0 | 9 | 16 | 9 | 15
6214 | 259 | 9 | 16 | 22 | 0 | 0 | 0 | 0 | 1 | 0 | 0 | 1 | 0 | 0 | 0 | 0 | 0 | 0 | 0 | 9 | 16 | 9 | 15
6215 | 259 | 9 | 16 | 23 | 0 | 0 | 0 | 0 | 1 | 0 | 0 | 1 | 0 | 0 | 0 | 0 | 0 | 0 | 0 | 9 | 16 | 9 | 15
6216 | 259 | 9 | 16 | 24 | 0 | 0 | 0 | 0 | 1 | 0 | 0 | 1 | 0 | 0 | 0 | 0 | 0 | 0 | 0 | 9 | 16 | 9 | 15
6217 | 260 | 9 | 17 | 1 | 0 | 0 | 0 | 0 | 1 | 0 | 0 | 1 | 0 | 0 | 0 | 0 | 0 | 0 | 0 | 9 | 17 | 9 | 16
6218 | 260 | 9 | 17 | 2 | 0 | 0 | 0 | 0 | 1 | 0 | 0 | 1 | 0 | 0 | 0 | 0 | 0 | 0 | 0 | 9 | 17 | 9 | 16
6219 | 260 | 9 | 17 | 3 | 0 | 0 | 0 | 0 | 1 | 0 | 0 | 1 | 0 | 0 | 0 | 0 | 0 | 0 | 0 | 9 | 17 | 9 | 16
6220 | 260 | 9 | 17 | 4 | 0 | 0 | 0 | 0 | 1 | 0 | 0 | 1 | 0 | 0 | 0 | 0 | 0 | 0 | 0 | 9 | 17 | 9 | 16
6221 | 260 | 9 | 17 | 5 | 0 | 0 | 0 | 0 | 1 | 0 | 0 | 1 | 0 | 0 | 0 | 0 | 0 | 0 | 0 | 9 | 17 | 9 | 16
6222 | 260 | 9 | 17 | 6 | 0 | 0 | 0 | 0 | 1 | 0 | 0 | 1 | 0 | 0 | 0 | 0 | 0 | 0 | 0 | 9 | 17 | 9 | 16
6223 | 260 | 9 | 17 | 7 | 0 | 0 | 0 | 0 | 1 | 0 | 0 | 1 | 0 | 0 | 0 | 0 | 0 | 0 | 0 | 9 | 17 | 9 | 16
6224 | 260 | 9 | 17 | 8 | 0 | 0 | 0 | 0 | 1 | 0 | 0 | 1 | 0 | 0 | 0 | 0 | 0 | 0 | 0 | 9 | 17 | 9 | 16
6225 | 260 | 9 | 17 | 9 | 0 | 0 | 0 | 0 | 1 | 0 | 0 | 1 | 0 | 0 | 0 | 0 | 0 | 0 | 0 | 9 | 17 | 9 | 16
6226 | 260 | 9 | 17 | 10 | 0 | 0 | 0 | 0 | 1 | 0 | 0 | 1 | 0 | 0 | 0 | 0 | 0 | 0 | 0 | 9 | 17 | 9 | 16
6227 | 260 | 9 | 17 | 11 | 0 | 0 | 0 | 0 | 1 | 0 | 0 | 1 | 0 | 0 | 0 | 0 | 0 | 0 | 0 | 9 | 17 | 9 | 16
6228 | 260 | 9 | 17 | 12 | 0 | 0 | 0 | 0 | 1 | 0 | 0 | 1 | 0 | 0 | 0 | 0 | 0 | 0 | 0 | 9 | 17 | 9 | 16
6229 | 260 | 9 | 17 | 13 | 0 | 0 | 0 | 0 | 1 | 0 | 0 | 1 | 0 | 0 | 0 | 0 | 0 | 0 | 0 | 9 | 17 | 9 | 16
6230 | 260 | 9 | 17 | 14 | 0 | 0 | 0 | 0 | 1 | 0 | 0 | 1 | 0 | 0 | 0 | 0 | 0 | 0 | 0 | 9 | 17 | 9 | 16
6231 | 260 | 9 | 17 | 15 | 0 | 0 | 0 | 0 | 1 | 0 | 0 | 1 | 0 | 0 | 0 | 0 | 0 | 0 | 0 | 9 | 17 | 9 | 16
6232 | 260 | 9 | 17 | 16 | 0 | 0 | 0 | 0 | 1 | 0 | 0 | 1 | 0 | 0 | 0 | 0 | 0 | 0 | 0 | 9 | 17 | 9 | 16
6233 | 260 | 9 | 17 | 17 | 0 | 0 | 0 | 0 | 1 | 0 | 0 | 1 | 0 | 0 | 0 | 0 | 0 | 0 | 0 | 9 | 17 | 9 | 16
6234 | 260 | 9 | 17 | 18 | 0 | 0 | 0 | 0 | 1 | 0 | 0 | 1 | 0 | 0 | 0 | 0 | 0 | 0 | 0 | 9 | 17 | 9 | 16
6235 | 260 | 9 | 17 | 19 | 0 | 0 | 0 | 0 | 1 | 0 | 0 | 1 | 0 | 0 | 0 | 0 | 0 | 0 | 0 | 9 | 17 | 9 | 16
6236 | 260 | 9 | 17 | 20 | 0 | 0 | 0 | 0 | 1 | 0 | 0 | 1 | 0 | 0 | 0 | 0 | 0 | 0 | 0 | 9 | 17 | 9 | 16
6237 | 260 | 9 | 17 | 21 | 0 | 0 | 0 | 0 | 1 | 0 | 0 | 1 | 0 | 0 | 0 | 0 | 0 | 0 | 0 | 9 | 17 | 9 | 16
6238 | 260 | 9 | 17 | 22 | 0 | 0 | 0 | 0 | 1 | 0 | 0 | 1 | 0 | 0 | 0 | 0 | 0 | 0 | 0 | 9 | 17 | 9 | 16
6239 | 260 | 9 | 17 | 23 | 0 | 0 | 0 | 0 | 1 | 0 | 0 | 1 | 0 | 0 | 0 | 0 | 0 | 0 | 0 | 9 | 17 | 9 | 16
6240 | 260 | 9 | 17 | 24 | 0 | 0 | 0 | 0 | 1 | 0 | 0 | 1 | 0 | 0 | 0 | 0 | 0 | 0 | 0 | 9 | 17 | 9 | 16
6241 | 261 | 9 | 18 | 1 | 1 | 0 | 0 | 0 | 1 | 0 | 0 | 1 | 0 | 0 | 0 | 0 | 0 | 0 | 0 | 9 | 18 | 9 | 17
6242 | 261 | 9 | 18 | 2 | 1 | 0 | 0 | 0 | 1 | 0 | 0 | 1 | 0 | 0 | 0 | 0 | 0 | 0 | 0 | 9 | 18 | 9 | 17
6243 | 261 | 9 | 18 | 3 | 1 | 0 | 0 | 0 | 1 | 0 | 0 | 1 | 0 | 0 | 0 | 0 | 0 | 0 | 0 | 9 | 18 | 9 | 17
6244 | 261 | 9 | 18 | 4 | 1 | 0 | 0 | 0 | 1 | 0 | 0 | 1 | 0 | 0 | 0 | 0 | 0 | 0 | 0 | 9 | 18 | 9 | 17
6245 | 261 | 9 | 18 | 5 | 1 | 0 | 0 | 0 | 1 | 0 | 0 | 1 | 0 | 0 | 0 | 0 | 0 | 0 | 0 | 9 | 18 | 9 | 17
6246 | 261 | 9 | 18 | 6 | 1 | 0 | 0 | 0 | 1 | 0 | 0 | 1 | 0 | 0 | 0 | 0 | 0 | 0 | 0 | 9 | 18 | 9 | 17
6247 | 261 | 9 | 18 | 7 | 1 | 0 | 0 | 0 | 1 | 0 | 0 | 1 | 0 | 0 | 0 | 0 | 0 | 0 | 0 | 9 | 18 | 9 | 17
6248 | 261 | 9 | 18 | 8 | 1 | 0 | 0 | 0 | 1 | 0 | 0 | 1 | 0 | 0 | 0 | 0 | 0 | 0 | 0 | 9 | 18 | 9 | 17
6249 | 261 | 9 | 18 | 9 | 1 | 0 | 0 | 0 | 1 | 0 | 0 | 1 | 0 | 0 | 0 | 0 | 0 | 0 | 0 | 9 | 18 | 9 | 17
6250 | 261 | 9 | 18 | 10 | 1 | 0 | 0 | 0 | 1 | 0 | 0 | 1 | 0 | 0 | 0 | 0 | 0 | 0 | 0 | 9 | 18 | 9 | 17
6251 | 261 | 9 | 18 | 11 | 1 | 0 | 0 | 0 | 1 | 0 | 0 | 1 | 0 | 0 | 0 | 0 | 0 | 0 | 0 | 9 | 18 | 9 | 17
6252 | 261 | 9 | 18 | 12 | 1 | 0 | 0 | 0 | 1 | 0 | 0 | 1 | 0 | 0 | 0 | 0 | 0 | 0 | 0 | 9 | 18 | 9 | 17
6253 | 261 | 9 | 18 | 13 | 1 | 0 | 0 | 0 | 1 | 0 | 0 | 1 | 0 | 0 | 0 | 0 | 0 | 0 | 0 | 9 | 18 | 9 | 17
6254 | 261 | 9 | 18 | 14 | 1 | 0 | 0 | 0 | 1 | 0 | 0 | 1 | 0 | 0 | 0 | 0 | 0 | 0 | 0 | 9 | 18 | 9 | 17
6255 | 261 | 9 | 18 | 15 | 1 | 0 | 0 | 0 | 1 | 0 | 0 | 1 | 0 | 0 | 0 | 0 | 0 | 0 | 0 | 9 | 18 | 9 | 17
6256 | 261 | 9 | 18 | 16 | 1 | 0 | 0 | 0 | 1 | 0 | 0 | 1 | 0 | 0 | 0 | 0 | 0 | 0 | 0 | 9 | 18 | 9 | 17
6257 | 261 | 9 | 18 | 17 | 1 | 0 | 0 | 0 | 1 | 0 | 0 | 1 | 0 | 0 | 0 | 0 | 0 | 0 | 0 | 9 | 18 | 9 | 17
6258 | 261 | 9 | 18 | 18 | 1 | 0 | 0 | 0 | 1 | 0 | 0 | 1 | 0 | 0 | 0 | 0 | 0 | 0 | 0 | 9 | 18 | 9 | 17
6259 | 261 | 9 | 18 | 19 | 1 | 0 | 0 | 0 | 1 | 0 | 0 | 1 | 0 | 0 | 0 | 0 | 0 | 0 | 0 | 9 | 18 | 9 | 17
6260 | 261 | 9 | 18 | 20 | 1 | 0 | 0 | 0 | 1 | 0 | 0 | 1 | 0 | 0 | 0 | 0 | 0 | 0 | 0 | 9 | 18 | 9 | 17
6261 | 261 | 9 | 18 | 21 | 1 | 0 | 0 | 0 | 1 | 0 | 0 | 1 | 0 | 0 | 0 | 0 | 0 | 0 | 0 | 9 | 18 | 9 | 17
6262 | 261 | 9 | 18 | 22 | 1 | 0 | 0 | 0 | 1 | 0 | 0 | 1 | 0 | 0 | 0 | 0 | 0 | 0 | 0 | 9 | 18 | 9 | 17
6263 | 261 | 9 | 18 | 23 | 1 | 0 | 0 | 0 | 1 | 0 | 0 | 1 | 0 | 0 | 0 | 0 | 0 | 0 | 0 | 9 | 18 | 9 | 17
6264 | 261 | 9 | 18 | 24 | 1 | 0 | 0 | 0 | 1 | 0 | 0 | 1 | 0 | 0 | 0 | 0 | 0 | 0 | 0 | 9 | 18 | 9 | 17
6265 | 262 | 9 | 19 | 1 | 1 | 0 | 0 | 0 | 1 | 0 | 0 | 1 | 0 | 0 | 0 | 0 | 0 | 0 | 0 | 9 | 19 | 9 | 18
6266 | 262 | 9 | 19 | 2 | 1 | 0 | 0 | 0 | 1 | 0 | 0 | 1 | 0 | 0 | 0 | 0 | 0 | 0 | 0 | 9 | 19 | 9 | 18
6267 | 262 | 9 | 19 | 3 | 1 | 0 | 0 | 0 | 1 | 0 | 0 | 1 | 0 | 0 | 0 | 0 | 0 | 0 | 0 | 9 | 19 | 9 | 18
6268 | 262 | 9 | 19 | 4 | 1 | 0 | 0 | 0 | 1 | 0 | 0 | 1 | 0 | 0 | 0 | 0 | 0 | 0 | 0 | 9 | 19 | 9 | 18
6269 | 262 | 9 | 19 | 5 | 1 | 0 | 0 | 0 | 1 | 0 | 0 | 1 | 0 | 0 | 0 | 0 | 0 | 0 | 0 | 9 | 19 | 9 | 18
6270 | 262 | 9 | 19 | 6 | 1 | 0 | 0 | 0 | 1 | 0 | 0 | 1 | 0 | 0 | 0 | 0 | 0 | 0 | 0 | 9 | 19 | 9 | 18
6271 | 262 | 9 | 19 | 7 | 1 | 0 | 0 | 0 | 1 | 0 | 0 | 1 | 0 | 0 | 0 | 0 | 0 | 0 | 0 | 9 | 19 | 9 | 18
6272 | 262 | 9 | 19 | 8 | 1 | 0 | 0 | 0 | 1 | 0 | 0 | 1 | 0 | 0 | 0 | 0 | 0 | 0 | 0 | 9 | 19 | 9 | 18
6273 | 262 | 9 | 19 | 9 | 1 | 0 | 0 | 0 | 1 | 0 | 0 | 1 | 0 | 0 | 0 | 0 | 0 | 0 | 0 | 9 | 19 | 9 | 18
6274 | 262 | 9 | 19 | 10 | 1 | 0 | 0 | 0 | 1 | 0 | 0 | 1 | 0 | 0 | 0 | 0 | 0 | 0 | 0 | 9 | 19 | 9 | 18
6275 | 262 | 9 | 19 | 11 | 1 | 0 | 0 | 0 | 1 | 0 | 0 | 1 | 0 | 0 | 0 | 0 | 0 | 0 | 0 | 9 | 19 | 9 | 18
6276 | 262 | 9 | 19 | 12 | 1 | 0 | 0 | 0 | 1 | 0 | 0 | 1 | 0 | 0 | 0 | 0 | 0 | 0 | 0 | 9 | 19 | 9 | 18
6277 | 262 | 9 | 19 | 13 | 1 | 0 | 0 | 0 | 1 | 0 | 0 | 1 | 0 | 0 | 0 | 0 | 0 | 0 | 0 | 9 | 19 | 9 | 18
6278 | 262 | 9 | 19 | 14 | 1 | 0 | 0 | 0 | 1 | 0 | 0 | 1 | 0 | 0 | 0 | 0 | 0 | 0 | 0 | 9 | 19 | 9 | 18
6279 | 262 | 9 | 19 | 15 | 1 | 0 | 0 | 0 | 1 | 0 | 0 | 1 | 0 | 0 | 0 | 0 | 0 | 0 | 0 | 9 | 19 | 9 | 18
6280 | 262 | 9 | 19 | 16 | 1 | 0 | 0 | 0 | 1 | 0 | 0 | 1 | 0 | 0 | 0 | 0 | 0 | 0 | 0 | 9 | 19 | 9 | 18
6281 | 262 | 9 | 19 | 17 | 1 | 0 | 0 | 0 | 1 | 0 | 0 | 1 | 0 | 0 | 0 | 0 | 0 | 0 | 0 | 9 | 19 | 9 | 18
6282 | 262 | 9 | 19 | 18 | 1 | 0 | 0 | 0 | 1 | 0 | 0 | 1 | 0 | 0 | 0 | 0 | 0 | 0 | 0 | 9 | 19 | 9 | 18
6283 | 262 | 9 | 19 | 19 | 1 | 0 | 0 | 0 | 1 | 0 | 0 | 1 | 0 | 0 | 0 | 0 | 0 | 0 | 0 | 9 | 19 | 9 | 18
6284 | 262 | 9 | 19 | 20 | 1 | 0 | 0 | 0 | 1 | 0 | 0 | 1 | 0 | 0 | 0 | 0 | 0 | 0 | 0 | 9 | 19 | 9 | 18
6285 | 262 | 9 | 19 | 21 | 1 | 0 | 0 | 0 | 1 | 0 | 0 | 1 | 0 | 0 | 0 | 0 | 0 | 0 | 0 | 9 | 19 | 9 | 18
6286 | 262 | 9 | 19 | 22 | 1 | 0 | 0 | 0 | 1 | 0 | 0 | 1 | 0 | 0 | 0 | 0 | 0 | 0 | 0 | 9 | 19 | 9 | 18
6287 | 262 | 9 | 19 | 23 | 1 | 0 | 0 | 0 | 1 | 0 | 0 | 1 | 0 | 0 | 0 | 0 | 0 | 0 | 0 | 9 | 19 | 9 | 18
6288 | 262 | 9 | 19 | 24 | 1 | 0 | 0 | 0 | 1 | 0 | 0 | 1 | 0 | 0 | 0 | 0 | 0 | 0 | 0 | 9 | 19 | 9 | 18
6289 | 263 | 9 | 20 | 1 | 1 | 0 | 0 | 0 | 1 | 0 | 0 | 1 | 0 | 0 | 0 | 0 | 0 | 0 | 0 | 9 | 20 | 9 | 19
6290 | 263 | 9 | 20 | 2 | 1 | 0 | 0 | 0 | 1 | 0 | 0 | 1 | 0 | 0 | 0 | 0 | 0 | 0 | 0 | 9 | 20 | 9 | 19
6291 | 263 | 9 | 20 | 3 | 1 | 0 | 0 | 0 | 1 | 0 | 0 | 1 | 0 | 0 | 0 | 0 | 0 | 0 | 0 | 9 | 20 | 9 | 19
6292 | 263 | 9 | 20 | 4 | 1 | 0 | 0 | 0 | 1 | 0 | 0 | 1 | 0 | 0 | 0 | 0 | 0 | 0 | 0 | 9 | 20 | 9 | 19
6293 | 263 | 9 | 20 | 5 | 1 | 0 | 0 | 0 | 1 | 0 | 0 | 1 | 0 | 0 | 0 | 0 | 0 | 0 | 0 | 9 | 20 | 9 | 19
6294 | 263 | 9 | 20 | 6 | 1 | 0 | 0 | 0 | 1 | 0 | 0 | 1 | 0 | 0 | 0 | 0 | 0 | 0 | 0 | 9 | 20 | 9 | 19
6295 | 263 | 9 | 20 | 7 | 1 | 0 | 0 | 0 | 1 | 0 | 0 | 1 | 0 | 0 | 0 | 0 | 0 | 0 | 0 | 9 | 20 | 9 | 19
6296 | 263 | 9 | 20 | 8 | 1 | 0 | 0 | 0 | 1 | 0 | 0 | 1 | 0 | 0 | 0 | 0 | 0 | 0 | 0 | 9 | 20 | 9 | 19
6297 | 263 | 9 | 20 | 9 | 1 | 0 | 0 | 0 | 1 | 0 | 0 | 1 | 0 | 0 | 0 | 0 | 0 | 0 | 0 | 9 | 20 | 9 | 19
6298 | 263 | 9 | 20 | 10 | 1 | 0 | 0 | 0 | 1 | 0 | 0 | 1 | 0 | 0 | 0 | 0 | 0 | 0 | 0 | 9 | 20 | 9 | 19
6299 | 263 | 9 | 20 | 11 | 1 | 0 | 0 | 0 | 1 | 0 | 0 | 1 | 0 | 0 | 0 | 0 | 0 | 0 | 0 | 9 | 20 | 9 | 19
6300 | 263 | 9 | 20 | 12 | 1 | 0 | 0 | 0 | 1 | 0 | 0 | 1 | 0 | 0 | 0 | 0 | 0 | 0 | 0 | 9 | 20 | 9 | 19
6301 | 263 | 9 | 20 | 13 | 1 | 0 | 0 | 0 | 1 | 0 | 0 | 1 | 0 | 0 | 0 | 0 | 0 | 0 | 0 | 9 | 20 | 9 | 19
6302 | 263 | 9 | 20 | 14 | 1 | 0 | 0 | 0 | 1 | 0 | 0 | 1 | 0 | 0 | 0 | 0 | 0 | 0 | 0 | 9 | 20 | 9 | 19
6303 | 263 | 9 | 20 | 15 | 1 | 0 | 0 | 0 | 1 | 0 | 0 | 1 | 0 | 0 | 0 | 0 | 0 | 0 | 0 | 9 | 20 | 9 | 19
6304 | 263 | 9 | 20 | 16 | 1 | 0 | 0 | 0 | 1 | 0 | 0 | 1 | 0 | 0 | 0 | 0 | 0 | 0 | 0 | 9 | 20 | 9 | 19
6305 | 263 | 9 | 20 | 17 | 1 | 0 | 0 | 0 | 1 | 0 | 0 | 1 | 0 | 0 | 0 | 0 | 0 | 0 | 0 | 9 | 20 | 9 | 19
6306 | 263 | 9 | 20 | 18 | 1 | 0 | 0 | 0 | 1 | 0 | 0 | 1 | 0 | 0 | 0 | 0 | 0 | 0 | 0 | 9 | 20 | 9 | 19
6307 | 263 | 9 | 20 | 19 | 1 | 0 | 0 | 0 | 1 | 0 | 0 | 1 | 0 | 0 | 0 | 0 | 0 | 0 | 0 | 9 | 20 | 9 | 19
6308 | 263 | 9 | 20 | 20 | 1 | 0 | 0 | 0 | 1 | 0 | 0 | 1 | 0 | 0 | 0 | 0 | 0 | 0 | 0 | 9 | 20 | 9 | 19
6309 | 263 | 9 | 20 | 21 | 1 | 0 | 0 | 0 | 1 | 0 | 0 | 1 | 0 | 0 | 0 | 0 | 0 | 0 | 0 | 9 | 20 | 9 | 19
6310 | 263 | 9 | 20 | 22 | 1 | 0 | 0 | 0 | 1 | 0 | 0 | 1 | 0 | 0 | 0 | 0 | 0 | 0 | 0 | 9 | 20 | 9 | 19
6311 | 263 | 9 | 20 | 23 | 1 | 0 | 0 | 0 | 1 | 0 | 0 | 1 | 0 | 0 | 0 | 0 | 0 | 0 | 0 | 9 | 20 | 9 | 19
6312 | 263 | 9 | 20 | 24 | 1 | 0 | 0 | 0 | 1 | 0 | 0 | 1 | 0 | 0 | 0 | 0 | 0 | 0 | 0 | 9 | 20 | 9 | 19
6313 | 264 | 9 | 21 | 1 | 1 | 0 | 0 | 0 | 1 | 0 | 0 | 1 | 0 | 0 | 0 | 0 | 0 | 0 | 0 | 9 | 21 | 9 | 20
6314 | 264 | 9 | 21 | 2 | 1 | 0 | 0 | 0 | 1 | 0 | 0 | 1 | 0 | 0 | 0 | 0 | 0 | 0 | 0 | 9 | 21 | 9 | 20
6315 | 264 | 9 | 21 | 3 | 1 | 0 | 0 | 0 | 1 | 0 | 0 | 1 | 0 | 0 | 0 | 0 | 0 | 0 | 0 | 9 | 21 | 9 | 20
6316 | 264 | 9 | 21 | 4 | 1 | 0 | 0 | 0 | 1 | 0 | 0 | 1 | 0 | 0 | 0 | 0 | 0 | 0 | 0 | 9 | 21 | 9 | 20
6317 | 264 | 9 | 21 | 5 | 1 | 0 | 0 | 0 | 1 | 0 | 0 | 1 | 0 | 0 | 0 | 0 | 0 | 0 | 0 | 9 | 21 | 9 | 20
6318 | 264 | 9 | 21 | 6 | 1 | 0 | 0 | 0 | 1 | 0 | 0 | 1 | 0 | 0 | 0 | 0 | 0 | 0 | 0 | 9 | 21 | 9 | 20
6319 | 264 | 9 | 21 | 7 | 1 | 0 | 0 | 0 | 1 | 0 | 0 | 1 | 0 | 0 | 0 | 0 | 0 | 0 | 0 | 9 | 21 | 9 | 20
6320 | 264 | 9 | 21 | 8 | 1 | 0 | 0 | 0 | 1 | 0 | 0 | 1 | 0 | 0 | 0 | 0 | 0 | 0 | 0 | 9 | 21 | 9 | 20
6321 | 264 | 9 | 21 | 9 | 1 | 0 | 0 | 0 | 1 | 0 | 0 | 1 | 0 | 0 | 0 | 0 | 0 | 0 | 0 | 9 | 21 | 9 | 20
6322 | 264 | 9 | 21 | 10 | 1 | 0 | 0 | 0 | 1 | 0 | 0 | 1 | 0 | 0 | 0 | 0 | 0 | 0 | 0 | 9 | 21 | 9 | 20
6323 | 264 | 9 | 21 | 11 | 1 | 0 | 0 | 0 | 1 | 0 | 0 | 1 | 0 | 0 | 0 | 0 | 0 | 0 | 0 | 9 | 21 | 9 | 20
6324 | 264 | 9 | 21 | 12 | 1 | 0 | 0 | 0 | 1 | 0 | 0 | 1 | 0 | 0 | 0 | 0 | 0 | 0 | 0 | 9 | 21 | 9 | 20
6325 | 264 | 9 | 21 | 13 | 1 | 0 | 0 | 0 | 1 | 0 | 0 | 1 | 0 | 0 | 0 | 0 | 0 | 0 | 0 | 9 | 21 | 9 | 20
6326 | 264 | 9 | 21 | 14 | 1 | 0 | 0 | 0 | 1 | 0 | 0 | 1 | 0 | 0 | 0 | 0 | 0 | 0 | 0 | 9 | 21 | 9 | 20
6327 | 264 | 9 | 21 | 15 | 1 | 0 | 0 | 0 | 1 | 0 | 0 | 1 | 0 | 0 | 0 | 0 | 0 | 0 | 0 | 9 | 21 | 9 | 20
6328 | 264 | 9 | 21 | 16 | 1 | 0 | 0 | 0 | 1 | 0 | 0 | 1 | 0 | 0 | 0 | 0 | 0 | 0 | 0 | 9 | 21 | 9 | 20
6329 | 264 | 9 | 21 | 17 | 1 | 0 | 0 | 0 | 1 | 0 | 0 | 1 | 0 | 0 | 0 | 0 | 0 | 0 | 0 | 9 | 21 | 9 | 20
6330 | 264 | 9 | 21 | 18 | 1 | 0 | 0 | 0 | 1 | 0 | 0 | 1 | 0 | 0 | 0 | 0 | 0 | 0 | 0 | 9 | 21 | 9 | 20
6331 | 264 | 9 | 21 | 19 | 1 | 0 | 0 | 0 | 1 | 0 | 0 | 1 | 0 | 0 | 0 | 0 | 0 | 0 | 0 | 9 | 21 | 9 | 20
6332 | 264 | 9 | 21 | 20 | 1 | 0 | 0 | 0 | 1 | 0 | 0 | 1 | 0 | 0 | 0 | 0 | 0 | 0 | 0 | 9 | 21 | 9 | 20
6333 | 264 | 9 | 21 | 21 | 1 | 0 | 0 | 0 | 1 | 0 | 0 | 1 | 0 | 0 | 0 | 0 | 0 | 0 | 0 | 9 | 21 | 9 | 20
6334 | 264 | 9 | 21 | 22 | 1 | 0 | 0 | 0 | 1 | 0 | 0 | 1 | 0 | 0 | 0 | 0 | 0 | 0 | 0 | 9 | 21 | 9 | 20
6335 | 264 | 9 | 21 | 23 | 1 | 0 | 0 | 0 | 1 | 0 | 0 | 1 | 0 | 0 | 0 | 0 | 0 | 0 | 0 | 9 | 21 | 9 | 20
6336 | 264 | 9 | 21 | 24 | 1 | 0 | 0 | 0 | 1 | 0 | 0 | 1 | 0 | 0 | 0 | 0 | 0 | 0 | 0 | 9 | 21 | 9 | 20
6337 | 265 | 9 | 22 | 1 | 1 | 0 | 0 | 0 | 1 | 0 | 0 | 1 | 0 | 0 | 0 | 0 | 0 | 0 | 0 | 9 | 22 | 9 | 21
6338 | 265 | 9 | 22 | 2 | 1 | 0 | 0 | 0 | 1 | 0 | 0 | 1 | 0 | 0 | 0 | 0 | 0 | 0 | 0 | 9 | 22 | 9 | 21
6339 | 265 | 9 | 22 | 3 | 1 | 0 | 0 | 0 | 1 | 0 | 0 | 1 | 0 | 0 | 0 | 0 | 0 | 0 | 0 | 9 | 22 | 9 | 21
6340 | 265 | 9 | 22 | 4 | 1 | 0 | 0 | 0 | 1 | 0 | 0 | 1 | 0 | 0 | 0 | 0 | 0 | 0 | 0 | 9 | 22 | 9 | 21
6341 | 265 | 9 | 22 | 5 | 1 | 0 | 0 | 0 | 1 | 0 | 0 | 1 | 0 | 0 | 0 | 0 | 0 | 0 | 0 | 9 | 22 | 9 | 21
6342 | 265 | 9 | 22 | 6 | 1 | 0 | 0 | 0 | 1 | 0 | 0 | 1 | 0 | 0 | 0 | 0 | 0 | 0 | 0 | 9 | 22 | 9 | 21
6343 | 265 | 9 | 22 | 7 | 1 | 0 | 0 | 0 | 1 | 0 | 0 | 1 | 0 | 0 | 0 | 0 | 0 | 0 | 0 | 9 | 22 | 9 | 21
6344 | 265 | 9 | 22 | 8 | 1 | 0 | 0 | 0 | 1 | 0 | 0 | 1 | 0 | 0 | 0 | 0 | 0 | 0 | 0 | 9 | 22 | 9 | 21
6345 | 265 | 9 | 22 | 9 | 1 | 0 | 0 | 0 | 1 | 0 | 0 | 1 | 0 | 0 | 0 | 0 | 0 | 0 | 0 | 9 | 22 | 9 | 21
6346 | 265 | 9 | 22 | 10 | 1 | 0 | 0 | 0 | 1 | 0 | 0 | 1 | 0 | 0 | 0 | 0 | 0 | 0 | 0 | 9 | 22 | 9 | 21
6347 | 265 | 9 | 22 | 11 | 1 | 0 | 0 | 0 | 1 | 0 | 0 | 1 | 0 | 0 | 0 | 0 | 0 | 0 | 0 | 9 | 22 | 9 | 21
6348 | 265 | 9 | 22 | 12 | 1 | 0 | 0 | 0 | 1 | 0 | 0 | 1 | 0 | 0 | 0 | 0 | 0 | 0 | 0 | 9 | 22 | 9 | 21
6349 | 265 | 9 | 22 | 13 | 1 | 0 | 0 | 0 | 1 | 0 | 0 | 1 | 0 | 0 | 0 | 0 | 0 | 0 | 0 | 9 | 22 | 9 | 21
6350 | 265 | 9 | 22 | 14 | 1 | 0 | 0 | 0 | 1 | 0 | 0 | 1 | 0 | 0 | 0 | 0 | 0 | 0 | 0 | 9 | 22 | 9 | 21
6351 | 265 | 9 | 22 | 15 | 1 | 0 | 0 | 0 | 1 | 0 | 0 | 1 | 0 | 0 | 0 | 0 | 0 | 0 | 0 | 9 | 22 | 9 | 21
6352 | 265 | 9 | 22 | 16 | 1 | 0 | 0 | 0 | 1 | 0 | 0 | 1 | 0 | 0 | 0 | 0 | 0 | 0 | 0 | 9 | 22 | 9 | 21
6353 | 265 | 9 | 22 | 17 | 1 | 0 | 0 | 0 | 1 | 0 | 0 | 1 | 0 | 0 | 0 | 0 | 0 | 0 | 0 | 9 | 22 | 9 | 21
6354 | 265 | 9 | 22 | 18 | 1 | 0 | 0 | 0 | 1 | 0 | 0 | 1 | 0 | 0 | 0 | 0 | 0 | 0 | 0 | 9 | 22 | 9 | 21
6355 | 265 | 9 | 22 | 19 | 1 | 0 | 0 | 0 | 1 | 0 | 0 | 1 | 0 | 0 | 0 | 0 | 0 | 0 | 0 | 9 | 22 | 9 | 21
6356 | 265 | 9 | 22 | 20 | 1 | 0 | 0 | 0 | 1 | 0 | 0 | 1 | 0 | 0 | 0 | 0 | 0 | 0 | 0 | 9 | 22 | 9 | 21
6357 | 265 | 9 | 22 | 21 | 1 | 0 | 0 | 0 | 1 | 0 | 0 | 1 | 0 | 0 | 0 | 0 | 0 | 0 | 0 | 9 | 22 | 9 | 21
6358 | 265 | 9 | 22 | 22 | 1 | 0 | 0 | 0 | 1 | 0 | 0 | 1 | 0 | 0 | 0 | 0 | 0 | 0 | 0 | 9 | 22 | 9 | 21
6359 | 265 | 9 | 22 | 23 | 1 | 0 | 0 | 0 | 1 | 0 | 0 | 1 | 0 | 0 | 0 | 0 | 0 | 0 | 0 | 9 | 22 | 9 | 21
6360 | 265 | 9 | 22 | 24 | 1 | 0 | 0 | 0 | 1 | 0 | 0 | 1 | 0 | 0 | 0 | 0 | 0 | 0 | 0 | 9 | 22 | 9 | 21
6361 | 266 | 9 | 23 | 1 | 0 | 0 | 0 | 0 | 1 | 0 | 0 | 1 | 0 | 0 | 0 | 0 | 0 | 0 | 0 | 9 | 23 | 9 | 22
6362 | 266 | 9 | 23 | 2 | 0 | 0 | 0 | 0 | 1 | 0 | 0 | 1 | 0 | 0 | 0 | 0 | 0 | 0 | 0 | 9 | 23 | 9 | 22
6363 | 266 | 9 | 23 | 3 | 0 | 0 | 0 | 0 | 1 | 0 | 0 | 1 | 0 | 0 | 0 | 0 | 0 | 0 | 0 | 9 | 23 | 9 | 22
6364 | 266 | 9 | 23 | 4 | 0 | 0 | 0 | 0 | 1 | 0 | 0 | 1 | 0 | 0 | 0 | 0 | 0 | 0 | 0 | 9 | 23 | 9 | 22
6365 | 266 | 9 | 23 | 5 | 0 | 0 | 0 | 0 | 1 | 0 | 0 | 1 | 0 | 0 | 0 | 0 | 0 | 0 | 0 | 9 | 23 | 9 | 22
6366 | 266 | 9 | 23 | 6 | 0 | 0 | 0 | 0 | 1 | 0 | 0 | 1 | 0 | 0 | 0 | 0 | 0 | 0 | 0 | 9 | 23 | 9 | 22
6367 | 266 | 9 | 23 | 7 | 0 | 0 | 0 | 0 | 1 | 0 | 0 | 1 | 0 | 0 | 0 | 0 | 0 | 0 | 0 | 9 | 23 | 9 | 22
6368 | 266 | 9 | 23 | 8 | 0 | 0 | 0 | 0 | 1 | 0 | 0 | 1 | 0 | 0 | 0 | 0 | 0 | 0 | 0 | 9 | 23 | 9 | 22
6369 | 266 | 9 | 23 | 9 | 0 | 0 | 0 | 0 | 1 | 0 | 0 | 1 | 0 | 0 | 0 | 0 | 0 | 0 | 0 | 9 | 23 | 9 | 22
6370 | 266 | 9 | 23 | 10 | 0 | 0 | 0 | 0 | 1 | 0 | 0 | 1 | 0 | 0 | 0 | 0 | 0 | 0 | 0 | 9 | 23 | 9 | 22
6371 | 266 | 9 | 23 | 11 | 0 | 0 | 0 | 0 | 1 | 0 | 0 | 1 | 0 | 0 | 0 | 0 | 0 | 0 | 0 | 9 | 23 | 9 | 22
6372 | 266 | 9 | 23 | 12 | 0 | 0 | 0 | 0 | 1 | 0 | 0 | 1 | 0 | 0 | 0 | 0 | 0 | 0 | 0 | 9 | 23 | 9 | 22
6373 | 266 | 9 | 23 | 13 | 0 | 0 | 0 | 0 | 1 | 0 | 0 | 1 | 0 | 0 | 0 | 0 | 0 | 0 | 0 | 9 | 23 | 9 | 22
6374 | 266 | 9 | 23 | 14 | 0 | 0 | 0 | 0 | 1 | 0 | 0 | 1 | 0 | 0 | 0 | 0 | 0 | 0 | 0 | 9 | 23 | 9 | 22
6375 | 266 | 9 | 23 | 15 | 0 | 0 | 0 | 0 | 1 | 0 | 0 | 1 | 0 | 0 | 0 | 0 | 0 | 0 | 0 | 9 | 23 | 9 | 22
6376 | 266 | 9 | 23 | 16 | 0 | 0 | 0 | 0 | 1 | 0 | 0 | 1 | 0 | 0 | 0 | 0 | 0 | 0 | 0 | 9 | 23 | 9 | 22
6377 | 266 | 9 | 23 | 17 | 0 | 0 | 0 | 0 | 1 | 0 | 0 | 1 | 0 | 0 | 0 | 0 | 0 | 0 | 0 | 9 | 23 | 9 | 22
6378 | 266 | 9 | 23 | 18 | 0 | 0 | 0 | 0 | 1 | 0 | 0 | 1 | 0 | 0 | 0 | 0 | 0 | 0 | 0 | 9 | 23 | 9 | 22
6379 | 266 | 9 | 23 | 19 | 0 | 0 | 0 | 0 | 1 | 0 | 0 | 1 | 0 | 0 | 0 | 0 | 0 | 0 | 0 | 9 | 23 | 9 | 22
6380 | 266 | 9 | 23 | 20 | 0 | 0 | 0 | 0 | 1 | 0 | 0 | 1 | 0 | 0 | 0 | 0 | 0 | 0 | 0 | 9 | 23 | 9 | 22
6381 | 266 | 9 | 23 | 21 | 0 | 0 | 0 | 0 | 1 | 0 | 0 | 1 | 0 | 0 | 0 | 0 | 0 | 0 | 0 | 9 | 23 | 9 | 22
6382 | 266 | 9 | 23 | 22 | 0 | 0 | 0 | 0 | 1 | 0 | 0 | 1 | 0 | 0 | 0 | 0 | 0 | 0 | 0 | 9 | 23 | 9 | 22
6383 | 266 | 9 | 23 | 23 | 0 | 0 | 0 | 0 | 1 | 0 | 0 | 1 | 0 | 0 | 0 | 0 | 0 | 0 | 0 | 9 | 23 | 9 | 22
6384 | 266 | 9 | 23 | 24 | 0 | 0 | 0 | 0 | 1 | 0 | 0 | 1 | 0 | 0 | 0 | 0 | 0 | 0 | 0 | 9 | 23 | 9 | 22
6385 | 267 | 9 | 24 | 1 | 0 | 0 | 0 | 0 | 1 | 0 | 0 | 1 | 0 | 0 | 0 | 0 | 0 | 0 | 0 | 9 | 24 | 9 | 23
6386 | 267 | 9 | 24 | 2 | 0 | 0 | 0 | 0 | 1 | 0 | 0 | 1 | 0 | 0 | 0 | 0 | 0 | 0 | 0 | 9 | 24 | 9 | 23
6387 | 267 | 9 | 24 | 3 | 0 | 0 | 0 | 0 | 1 | 0 | 0 | 1 | 0 | 0 | 0 | 0 | 0 | 0 | 0 | 9 | 24 | 9 | 23
6388 | 267 | 9 | 24 | 4 | 0 | 0 | 0 | 0 | 1 | 0 | 0 | 1 | 0 | 0 | 0 | 0 | 0 | 0 | 0 | 9 | 24 | 9 | 23
6389 | 267 | 9 | 24 | 5 | 0 | 0 | 0 | 0 | 1 | 0 | 0 | 1 | 0 | 0 | 0 | 0 | 0 | 0 | 0 | 9 | 24 | 9 | 23
6390 | 267 | 9 | 24 | 6 | 0 | 0 | 0 | 0 | 1 | 0 | 0 | 1 | 0 | 0 | 0 | 0 | 0 | 0 | 0 | 9 | 24 | 9 | 23
6391 | 267 | 9 | 24 | 7 | 0 | 0 | 0 | 0 | 1 | 0 | 0 | 1 | 0 | 0 | 0 | 0 | 0 | 0 | 0 | 9 | 24 | 9 | 23
6392 | 267 | 9 | 24 | 8 | 0 | 0 | 0 | 0 | 1 | 0 | 0 | 1 | 0 | 0 | 0 | 0 | 0 | 0 | 0 | 9 | 24 | 9 | 23
6393 | 267 | 9 | 24 | 9 | 0 | 0 | 0 | 0 | 1 | 0 | 0 | 1 | 0 | 0 | 0 | 0 | 0 | 0 | 0 | 9 | 24 | 9 | 23
6394 | 267 | 9 | 24 | 10 | 0 | 0 | 0 | 0 | 1 | 0 | 0 | 1 | 0 | 0 | 0 | 0 | 0 | 0 | 0 | 9 | 24 | 9 | 23
6395 | 267 | 9 | 24 | 11 | 0 | 0 | 0 | 0 | 1 | 0 | 0 | 1 | 0 | 0 | 0 | 0 | 0 | 0 | 0 | 9 | 24 | 9 | 23
6396 | 267 | 9 | 24 | 12 | 0 | 0 | 0 | 0 | 1 | 0 | 0 | 1 | 0 | 0 | 0 | 0 | 0 | 0 | 0 | 9 | 24 | 9 | 23
6397 | 267 | 9 | 24 | 13 | 0 | 0 | 0 | 0 | 1 | 0 | 0 | 1 | 0 | 0 | 0 | 0 | 0 | 0 | 0 | 9 | 24 | 9 | 23
6398 | 267 | 9 | 24 | 14 | 0 | 0 | 0 | 0 | 1 | 0 | 0 | 1 | 0 | 0 | 0 | 0 | 0 | 0 | 0 | 9 | 24 | 9 | 23
6399 | 267 | 9 | 24 | 15 | 0 | 0 | 0 | 0 | 1 | 0 | 0 | 1 | 0 | 0 | 0 | 0 | 0 | 0 | 0 | 9 | 24 | 9 | 23
6400 | 267 | 9 | 24 | 16 | 0 | 0 | 0 | 0 | 1 | 0 | 0 | 1 | 0 | 0 | 0 | 0 | 0 | 0 | 0 | 9 | 24 | 9 | 23
6401 | 267 | 9 | 24 | 17 | 0 | 0 | 0 | 0 | 1 | 0 | 0 | 1 | 0 | 0 | 0 | 0 | 0 | 0 | 0 | 9 | 24 | 9 | 23
6402 | 267 | 9 | 24 | 18 | 0 | 0 | 0 | 0 | 1 | 0 | 0 | 1 | 0 | 0 | 0 | 0 | 0 | 0 | 0 | 9 | 24 | 9 | 23
6403 | 267 | 9 | 24 | 19 | 0 | 0 | 0 | 0 | 1 | 0 | 0 | 1 | 0 | 0 | 0 | 0 | 0 | 0 | 0 | 9 | 24 | 9 | 23
6404 | 267 | 9 | 24 | 20 | 0 | 0 | 0 | 0 | 1 | 0 | 0 | 1 | 0 | 0 | 0 | 0 | 0 | 0 | 0 | 9 | 24 | 9 | 23
6405 | 267 | 9 | 24 | 21 | 0 | 0 | 0 | 0 | 1 | 0 | 0 | 1 | 0 | 0 | 0 | 0 | 0 | 0 | 0 | 9 | 24 | 9 | 23
6406 | 267 | 9 | 24 | 22 | 0 | 0 | 0 | 0 | 1 | 0 | 0 | 1 | 0 | 0 | 0 | 0 | 0 | 0 | 0 | 9 | 24 | 9 | 23
6407 | 267 | 9 | 24 | 23 | 0 | 0 | 0 | 0 | 1 | 0 | 0 | 1 | 0 | 0 | 0 | 0 | 0 | 0 | 0 | 9 | 24 | 9 | 23
6408 | 267 | 9 | 24 | 24 | 0 | 0 | 0 | 0 | 1 | 0 | 0 | 1 | 0 | 0 | 0 | 0 | 0 | 0 | 0 | 9 | 24 | 9 | 23
6409 | 268 | 9 | 25 | 1 | 1 | 0 | 0 | 0 | 1 | 0 | 0 | 1 | 0 | 0 | 0 | 0 | 0 | 0 | 0 | 9 | 25 | 9 | 24
6410 | 268 | 9 | 25 | 2 | 1 | 0 | 0 | 0 | 1 | 0 | 0 | 1 | 0 | 0 | 0 | 0 | 0 | 0 | 0 | 9 | 25 | 9 | 24
6411 | 268 | 9 | 25 | 3 | 1 | 0 | 0 | 0 | 1 | 0 | 0 | 1 | 0 | 0 | 0 | 0 | 0 | 0 | 0 | 9 | 25 | 9 | 24
6412 | 268 | 9 | 25 | 4 | 1 | 0 | 0 | 0 | 1 | 0 | 0 | 1 | 0 | 0 | 0 | 0 | 0 | 0 | 0 | 9 | 25 | 9 | 24
6413 | 268 | 9 | 25 | 5 | 1 | 0 | 0 | 0 | 1 | 0 | 0 | 1 | 0 | 0 | 0 | 0 | 0 | 0 | 0 | 9 | 25 | 9 | 24
6414 | 268 | 9 | 25 | 6 | 1 | 0 | 0 | 0 | 1 | 0 | 0 | 1 | 0 | 0 | 0 | 0 | 0 | 0 | 0 | 9 | 25 | 9 | 24
6415 | 268 | 9 | 25 | 7 | 1 | 0 | 0 | 0 | 1 | 0 | 0 | 1 | 0 | 0 | 0 | 0 | 0 | 0 | 0 | 9 | 25 | 9 | 24
6416 | 268 | 9 | 25 | 8 | 1 | 0 | 0 | 0 | 1 | 0 | 0 | 1 | 0 | 0 | 0 | 0 | 0 | 0 | 0 | 9 | 25 | 9 | 24
6417 | 268 | 9 | 25 | 9 | 1 | 0 | 0 | 0 | 1 | 0 | 0 | 1 | 0 | 0 | 0 | 0 | 0 | 0 | 0 | 9 | 25 | 9 | 24
6418 | 268 | 9 | 25 | 10 | 1 | 0 | 0 | 0 | 1 | 0 | 0 | 1 | 0 | 0 | 0 | 0 | 0 | 0 | 0 | 9 | 25 | 9 | 24
6419 | 268 | 9 | 25 | 11 | 1 | 0 | 0 | 0 | 1 | 0 | 0 | 1 | 0 | 0 | 0 | 0 | 0 | 0 | 0 | 9 | 25 | 9 | 24
6420 | 268 | 9 | 25 | 12 | 1 | 0 | 0 | 0 | 1 | 0 | 0 | 1 | 0 | 0 | 0 | 0 | 0 | 0 | 0 | 9 | 25 | 9 | 24
6421 | 268 | 9 | 25 | 13 | 1 | 0 | 0 | 0 | 1 | 0 | 0 | 1 | 0 | 0 | 0 | 0 | 0 | 0 | 0 | 9 | 25 | 9 | 24
6422 | 268 | 9 | 25 | 14 | 1 | 0 | 0 | 0 | 1 | 0 | 0 | 1 | 0 | 0 | 0 | 0 | 0 | 0 | 0 | 9 | 25 | 9 | 24
6423 | 268 | 9 | 25 | 15 | 1 | 0 | 0 | 0 | 1 | 0 | 0 | 1 | 0 | 0 | 0 | 0 | 0 | 0 | 0 | 9 | 25 | 9 | 24
6424 | 268 | 9 | 25 | 16 | 1 | 0 | 0 | 0 | 1 | 0 | 0 | 1 | 0 | 0 | 0 | 0 | 0 | 0 | 0 | 9 | 25 | 9 | 24
6425 | 268 | 9 | 25 | 17 | 1 | 0 | 0 | 0 | 1 | 0 | 0 | 1 | 0 | 0 | 0 | 0 | 0 | 0 | 0 | 9 | 25 | 9 | 24
6426 | 268 | 9 | 25 | 18 | 1 | 0 | 0 | 0 | 1 | 0 | 0 | 1 | 0 | 0 | 0 | 0 | 0 | 0 | 0 | 9 | 25 | 9 | 24
6427 | 268 | 9 | 25 | 19 | 1 | 0 | 0 | 0 | 1 | 0 | 0 | 1 | 0 | 0 | 0 | 0 | 0 | 0 | 0 | 9 | 25 | 9 | 24
6428 | 268 | 9 | 25 | 20 | 1 | 0 | 0 | 0 | 1 | 0 | 0 | 1 | 0 | 0 | 0 | 0 | 0 | 0 | 0 | 9 | 25 | 9 | 24
6429 | 268 | 9 | 25 | 21 | 1 | 0 | 0 | 0 | 1 | 0 | 0 | 1 | 0 | 0 | 0 | 0 | 0 | 0 | 0 | 9 | 25 | 9 | 24
6430 | 268 | 9 | 25 | 22 | 1 | 0 | 0 | 0 | 1 | 0 | 0 | 1 | 0 | 0 | 0 | 0 | 0 | 0 | 0 | 9 | 25 | 9 | 24
6431 | 268 | 9 | 25 | 23 | 1 | 0 | 0 | 0 | 1 | 0 | 0 | 1 | 0 | 0 | 0 | 0 | 0 | 0 | 0 | 9 | 25 | 9 | 24
6432 | 268 | 9 | 25 | 24 | 1 | 0 | 0 | 0 | 1 | 0 | 0 | 1 | 0 | 0 | 0 | 0 | 0 | 0 | 0 | 9 | 25 | 9 | 24
6433 | 269 | 9 | 26 | 1 | 1 | 0 | 0 | 0 | 1 | 0 | 0 | 1 | 0 | 0 | 0 | 0 | 0 | 0 | 0 | 9 | 26 | 9 | 25
6434 | 269 | 9 | 26 | 2 | 1 | 0 | 0 | 0 | 1 | 0 | 0 | 1 | 0 | 0 | 0 | 0 | 0 | 0 | 0 | 9 | 26 | 9 | 25
6435 | 269 | 9 | 26 | 3 | 1 | 0 | 0 | 0 | 1 | 0 | 0 | 1 | 0 | 0 | 0 | 0 | 0 | 0 | 0 | 9 | 26 | 9 | 25
6436 | 269 | 9 | 26 | 4 | 1 | 0 | 0 | 0 | 1 | 0 | 0 | 1 | 0 | 0 | 0 | 0 | 0 | 0 | 0 | 9 | 26 | 9 | 25
6437 | 269 | 9 | 26 | 5 | 1 | 0 | 0 | 0 | 1 | 0 | 0 | 1 | 0 | 0 | 0 | 0 | 0 | 0 | 0 | 9 | 26 | 9 | 25
6438 | 269 | 9 | 26 | 6 | 1 | 0 | 0 | 0 | 1 | 0 | 0 | 1 | 0 | 0 | 0 | 0 | 0 | 0 | 0 | 9 | 26 | 9 | 25
6439 | 269 | 9 | 26 | 7 | 1 | 0 | 0 | 0 | 1 | 0 | 0 | 1 | 0 | 0 | 0 | 0 | 0 | 0 | 0 | 9 | 26 | 9 | 25
6440 | 269 | 9 | 26 | 8 | 1 | 0 | 0 | 0 | 1 | 0 | 0 | 1 | 0 | 0 | 0 | 0 | 0 | 0 | 0 | 9 | 26 | 9 | 25
6441 | 269 | 9 | 26 | 9 | 1 | 0 | 0 | 0 | 1 | 0 | 0 | 1 | 0 | 0 | 0 | 0 | 0 | 0 | 0 | 9 | 26 | 9 | 25
6442 | 269 | 9 | 26 | 10 | 1 | 0 | 0 | 0 | 1 | 0 | 0 | 1 | 0 | 0 | 0 | 0 | 0 | 0 | 0 | 9 | 26 | 9 | 25
6443 | 269 | 9 | 26 | 11 | 1 | 0 | 0 | 0 | 1 | 0 | 0 | 1 | 0 | 0 | 0 | 0 | 0 | 0 | 0 | 9 | 26 | 9 | 25
6444 | 269 | 9 | 26 | 12 | 1 | 0 | 0 | 0 | 1 | 0 | 0 | 1 | 0 | 0 | 0 | 0 | 0 | 0 | 0 | 9 | 26 | 9 | 25
6445 | 269 | 9 | 26 | 13 | 1 | 0 | 0 | 0 | 1 | 0 | 0 | 1 | 0 | 0 | 0 | 0 | 0 | 0 | 0 | 9 | 26 | 9 | 25
6446 | 269 | 9 | 26 | 14 | 1 | 0 | 0 | 0 | 1 | 0 | 0 | 1 | 0 | 0 | 0 | 0 | 0 | 0 | 0 | 9 | 26 | 9 | 25
6447 | 269 | 9 | 26 | 15 | 1 | 0 | 0 | 0 | 1 | 0 | 0 | 1 | 0 | 0 | 0 | 0 | 0 | 0 | 0 | 9 | 26 | 9 | 25
6448 | 269 | 9 | 26 | 16 | 1 | 0 | 0 | 0 | 1 | 0 | 0 | 1 | 0 | 0 | 0 | 0 | 0 | 0 | 0 | 9 | 26 | 9 | 25
6449 | 269 | 9 | 26 | 17 | 1 | 0 | 0 | 0 | 1 | 0 | 0 | 1 | 0 | 0 | 0 | 0 | 0 | 0 | 0 | 9 | 26 | 9 | 25
6450 | 269 | 9 | 26 | 18 | 1 | 0 | 0 | 0 | 1 | 0 | 0 | 1 | 0 | 0 | 0 | 0 | 0 | 0 | 0 | 9 | 26 | 9 | 25
6451 | 269 | 9 | 26 | 19 | 1 | 0 | 0 | 0 | 1 | 0 | 0 | 1 | 0 | 0 | 0 | 0 | 0 | 0 | 0 | 9 | 26 | 9 | 25
6452 | 269 | 9 | 26 | 20 | 1 | 0 | 0 | 0 | 1 | 0 | 0 | 1 | 0 | 0 | 0 | 0 | 0 | 0 | 0 | 9 | 26 | 9 | 25
6453 | 269 | 9 | 26 | 21 | 1 | 0 | 0 | 0 | 1 | 0 | 0 | 1 | 0 | 0 | 0 | 0 | 0 | 0 | 0 | 9 | 26 | 9 | 25
6454 | 269 | 9 | 26 | 22 | 1 | 0 | 0 | 0 | 1 | 0 | 0 | 1 | 0 | 0 | 0 | 0 | 0 | 0 | 0 | 9 | 26 | 9 | 25
6455 | 269 | 9 | 26 | 23 | 1 | 0 | 0 | 0 | 1 | 0 | 0 | 1 | 0 | 0 | 0 | 0 | 0 | 0 | 0 | 9 | 26 | 9 | 25
6456 | 269 | 9 | 26 | 24 | 1 | 0 | 0 | 0 | 1 | 0 | 0 | 1 | 0 | 0 | 0 | 0 | 0 | 0 | 0 | 9 | 26 | 9 | 25
6457 | 270 | 9 | 27 | 1 | 1 | 0 | 0 | 0 | 1 | 0 | 0 | 1 | 0 | 0 | 0 | 0 | 0 | 0 | 0 | 9 | 27 | 9 | 26
6458 | 270 | 9 | 27 | 2 | 1 | 0 | 0 | 0 | 1 | 0 | 0 | 1 | 0 | 0 | 0 | 0 | 0 | 0 | 0 | 9 | 27 | 9 | 26
6459 | 270 | 9 | 27 | 3 | 1 | 0 | 0 | 0 | 1 | 0 | 0 | 1 | 0 | 0 | 0 | 0 | 0 | 0 | 0 | 9 | 27 | 9 | 26
6460 | 270 | 9 | 27 | 4 | 1 | 0 | 0 | 0 | 1 | 0 | 0 | 1 | 0 | 0 | 0 | 0 | 0 | 0 | 0 | 9 | 27 | 9 | 26
6461 | 270 | 9 | 27 | 5 | 1 | 0 | 0 | 0 | 1 | 0 | 0 | 1 | 0 | 0 | 0 | 0 | 0 | 0 | 0 | 9 | 27 | 9 | 26
6462 | 270 | 9 | 27 | 6 | 1 | 0 | 0 | 0 | 1 | 0 | 0 | 1 | 0 | 0 | 0 | 0 | 0 | 0 | 0 | 9 | 27 | 9 | 26
6463 | 270 | 9 | 27 | 7 | 1 | 0 | 0 | 0 | 1 | 0 | 0 | 1 | 0 | 0 | 0 | 0 | 0 | 0 | 0 | 9 | 27 | 9 | 26
6464 | 270 | 9 | 27 | 8 | 1 | 0 | 0 | 0 | 1 | 0 | 0 | 1 | 0 | 0 | 0 | 0 | 0 | 0 | 0 | 9 | 27 | 9 | 26
6465 | 270 | 9 | 27 | 9 | 1 | 0 | 0 | 0 | 1 | 0 | 0 | 1 | 0 | 0 | 0 | 0 | 0 | 0 | 0 | 9 | 27 | 9 | 26
6466 | 270 | 9 | 27 | 10 | 1 | 0 | 0 | 0 | 1 | 0 | 0 | 1 | 0 | 0 | 0 | 0 | 0 | 0 | 0 | 9 | 27 | 9 | 26
6467 | 270 | 9 | 27 | 11 | 1 | 0 | 0 | 0 | 1 | 0 | 0 | 1 | 0 | 0 | 0 | 0 | 0 | 0 | 0 | 9 | 27 | 9 | 26
6468 | 270 | 9 | 27 | 12 | 1 | 0 | 0 | 0 | 1 | 0 | 0 | 1 | 0 | 0 | 0 | 0 | 0 | 0 | 0 | 9 | 27 | 9 | 26
6469 | 270 | 9 | 27 | 13 | 1 | 0 | 0 | 0 | 1 | 0 | 0 | 1 | 0 | 0 | 0 | 0 | 0 | 0 | 0 | 9 | 27 | 9 | 26
6470 | 270 | 9 | 27 | 14 | 1 | 0 | 0 | 0 | 1 | 0 | 0 | 1 | 0 | 0 | 0 | 0 | 0 | 0 | 0 | 9 | 27 | 9 | 26
6471 | 270 | 9 | 27 | 15 | 1 | 0 | 0 | 0 | 1 | 0 | 0 | 1 | 0 | 0 | 0 | 0 | 0 | 0 | 0 | 9 | 27 | 9 | 26
6472 | 270 | 9 | 27 | 16 | 1 | 0 | 0 | 0 | 1 | 0 | 0 | 1 | 0 | 0 | 0 | 0 | 0 | 0 | 0 | 9 | 27 | 9 | 26
6473 | 270 | 9 | 27 | 17 | 1 | 0 | 0 | 0 | 1 | 0 | 0 | 1 | 0 | 0 | 0 | 0 | 0 | 0 | 0 | 9 | 27 | 9 | 26
6474 | 270 | 9 | 27 | 18 | 1 | 0 | 0 | 0 | 1 | 0 | 0 | 1 | 0 | 0 | 0 | 0 | 0 | 0 | 0 | 9 | 27 | 9 | 26
6475 | 270 | 9 | 27 | 19 | 1 | 0 | 0 | 0 | 1 | 0 | 0 | 1 | 0 | 0 | 0 | 0 | 0 | 0 | 0 | 9 | 27 | 9 | 26
6476 | 270 | 9 | 27 | 20 | 1 | 0 | 0 | 0 | 1 | 0 | 0 | 1 | 0 | 0 | 0 | 0 | 0 | 0 | 0 | 9 | 27 | 9 | 26
6477 | 270 | 9 | 27 | 21 | 1 | 0 | 0 | 0 | 1 | 0 | 0 | 1 | 0 | 0 | 0 | 0 | 0 | 0 | 0 | 9 | 27 | 9 | 26
6478 | 270 | 9 | 27 | 22 | 1 | 0 | 0 | 0 | 1 | 0 | 0 | 1 | 0 | 0 | 0 | 0 | 0 | 0 | 0 | 9 | 27 | 9 | 26
6479 | 270 | 9 | 27 | 23 | 1 | 0 | 0 | 0 | 1 | 0 | 0 | 1 | 0 | 0 | 0 | 0 | 0 | 0 | 0 | 9 | 27 | 9 | 26
6480 | 270 | 9 | 27 | 24 | 1 | 0 | 0 | 0 | 1 | 0 | 0 | 1 | 0 | 0 | 0 | 0 | 0 | 0 | 0 | 9 | 27 | 9 | 26
6481 | 271 | 9 | 28 | 1 | 1 | 0 | 0 | 0 | 1 | 0 | 0 | 1 | 0 | 0 | 0 | 0 | 0 | 0 | 0 | 9 | 28 | 9 | 27
6482 | 271 | 9 | 28 | 2 | 1 | 0 | 0 | 0 | 1 | 0 | 0 | 1 | 0 | 0 | 0 | 0 | 0 | 0 | 0 | 9 | 28 | 9 | 27
6483 | 271 | 9 | 28 | 3 | 1 | 0 | 0 | 0 | 1 | 0 | 0 | 1 | 0 | 0 | 0 | 0 | 0 | 0 | 0 | 9 | 28 | 9 | 27
6484 | 271 | 9 | 28 | 4 | 1 | 0 | 0 | 0 | 1 | 0 | 0 | 1 | 0 | 0 | 0 | 0 | 0 | 0 | 0 | 9 | 28 | 9 | 27
6485 | 271 | 9 | 28 | 5 | 1 | 0 | 0 | 0 | 1 | 0 | 0 | 1 | 0 | 0 | 0 | 0 | 0 | 0 | 0 | 9 | 28 | 9 | 27
6486 | 271 | 9 | 28 | 6 | 1 | 0 | 0 | 0 | 1 | 0 | 0 | 1 | 0 | 0 | 0 | 0 | 0 | 0 | 0 | 9 | 28 | 9 | 27
6487 | 271 | 9 | 28 | 7 | 1 | 0 | 0 | 0 | 1 | 0 | 0 | 1 | 0 | 0 | 0 | 0 | 0 | 0 | 0 | 9 | 28 | 9 | 27
6488 | 271 | 9 | 28 | 8 | 1 | 0 | 0 | 0 | 1 | 0 | 0 | 1 | 0 | 0 | 0 | 0 | 0 | 0 | 0 | 9 | 28 | 9 | 27
6489 | 271 | 9 | 28 | 9 | 1 | 0 | 0 | 0 | 1 | 0 | 0 | 1 | 0 | 0 | 0 | 0 | 0 | 0 | 0 | 9 | 28 | 9 | 27
6490 | 271 | 9 | 28 | 10 | 1 | 0 | 0 | 0 | 1 | 0 | 0 | 1 | 0 | 0 | 0 | 0 | 0 | 0 | 0 | 9 | 28 | 9 | 27
6491 | 271 | 9 | 28 | 11 | 1 | 0 | 0 | 0 | 1 | 0 | 0 | 1 | 0 | 0 | 0 | 0 | 0 | 0 | 0 | 9 | 28 | 9 | 27
6492 | 271 | 9 | 28 | 12 | 1 | 0 | 0 | 0 | 1 | 0 | 0 | 1 | 0 | 0 | 0 | 0 | 0 | 0 | 0 | 9 | 28 | 9 | 27
6493 | 271 | 9 | 28 | 13 | 1 | 0 | 0 | 0 | 1 | 0 | 0 | 1 | 0 | 0 | 0 | 0 | 0 | 0 | 0 | 9 | 28 | 9 | 27
6494 | 271 | 9 | 28 | 14 | 1 | 0 | 0 | 0 | 1 | 0 | 0 | 1 | 0 | 0 | 0 | 0 | 0 | 0 | 0 | 9 | 28 | 9 | 27
6495 | 271 | 9 | 28 | 15 | 1 | 0 | 0 | 0 | 1 | 0 | 0 | 1 | 0 | 0 | 0 | 0 | 0 | 0 | 0 | 9 | 28 | 9 | 27
6496 | 271 | 9 | 28 | 16 | 1 | 0 | 0 | 0 | 1 | 0 | 0 | 1 | 0 | 0 | 0 | 0 | 0 | 0 | 0 | 9 | 28 | 9 | 27
6497 | 271 | 9 | 28 | 17 | 1 | 0 | 0 | 0 | 1 | 0 | 0 | 1 | 0 | 0 | 0 | 0 | 0 | 0 | 0 | 9 | 28 | 9 | 27
6498 | 271 | 9 | 28 | 18 | 1 | 0 | 0 | 0 | 1 | 0 | 0 | 1 | 0 | 0 | 0 | 0 | 0 | 0 | 0 | 9 | 28 | 9 | 27
6499 | 271 | 9 | 28 | 19 | 1 | 0 | 0 | 0 | 1 | 0 | 0 | 1 | 0 | 0 | 0 | 0 | 0 | 0 | 0 | 9 | 28 | 9 | 27
6500 | 271 | 9 | 28 | 20 | 1 | 0 | 0 | 0 | 1 | 0 | 0 | 1 | 0 | 0 | 0 | 0 | 0 | 0 | 0 | 9 | 28 | 9 | 27
6501 | 271 | 9 | 28 | 21 | 1 | 0 | 0 | 0 | 1 | 0 | 0 | 1 | 0 | 0 | 0 | 0 | 0 | 0 | 0 | 9 | 28 | 9 | 27
6502 | 271 | 9 | 28 | 22 | 1 | 0 | 0 | 0 | 1 | 0 | 0 | 1 | 0 | 0 | 0 | 0 | 0 | 0 | 0 | 9 | 28 | 9 | 27
6503 | 271 | 9 | 28 | 23 | 1 | 0 | 0 | 0 | 1 | 0 | 0 | 1 | 0 | 0 | 0 | 0 | 0 | 0 | 0 | 9 | 28 | 9 | 27
6504 | 271 | 9 | 28 | 24 | 1 | 0 | 0 | 0 | 1 | 0 | 0 | 1 | 0 | 0 | 0 | 0 | 0 | 0 | 0 | 9 | 28 | 9 | 27
6505 | 272 | 9 | 29 | 1 | 1 | 0 | 0 | 0 | 1 | 0 | 0 | 1 | 0 | 0 | 0 | 0 | 0 | 0 | 0 | 9 | 29 | 9 | 28
6506 | 272 | 9 | 29 | 2 | 1 | 0 | 0 | 0 | 1 | 0 | 0 | 1 | 0 | 0 | 0 | 0 | 0 | 0 | 0 | 9 | 29 | 9 | 28
6507 | 272 | 9 | 29 | 3 | 1 | 0 | 0 | 0 | 1 | 0 | 0 | 1 | 0 | 0 | 0 | 0 | 0 | 0 | 0 | 9 | 29 | 9 | 28
6508 | 272 | 9 | 29 | 4 | 1 | 0 | 0 | 0 | 1 | 0 | 0 | 1 | 0 | 0 | 0 | 0 | 0 | 0 | 0 | 9 | 29 | 9 | 28
6509 | 272 | 9 | 29 | 5 | 1 | 0 | 0 | 0 | 1 | 0 | 0 | 1 | 0 | 0 | 0 | 0 | 0 | 0 | 0 | 9 | 29 | 9 | 28
6510 | 272 | 9 | 29 | 6 | 1 | 0 | 0 | 0 | 1 | 0 | 0 | 1 | 0 | 0 | 0 | 0 | 0 | 0 | 0 | 9 | 29 | 9 | 28
6511 | 272 | 9 | 29 | 7 | 1 | 0 | 0 | 0 | 1 | 0 | 0 | 1 | 0 | 0 | 0 | 0 | 0 | 0 | 0 | 9 | 29 | 9 | 28
6512 | 272 | 9 | 29 | 8 | 1 | 0 | 0 | 0 | 1 | 0 | 0 | 1 | 0 | 0 | 0 | 0 | 0 | 0 | 0 | 9 | 29 | 9 | 28
6513 | 272 | 9 | 29 | 9 | 1 | 0 | 0 | 0 | 1 | 0 | 0 | 1 | 0 | 0 | 0 | 0 | 0 | 0 | 0 | 9 | 29 | 9 | 28
6514 | 272 | 9 | 29 | 10 | 1 | 0 | 0 | 0 | 1 | 0 | 0 | 1 | 0 | 0 | 0 | 0 | 0 | 0 | 0 | 9 | 29 | 9 | 28
6515 | 272 | 9 | 29 | 11 | 1 | 0 | 0 | 0 | 1 | 0 | 0 | 1 | 0 | 0 | 0 | 0 | 0 | 0 | 0 | 9 | 29 | 9 | 28
6516 | 272 | 9 | 29 | 12 | 1 | 0 | 0 | 0 | 1 | 0 | 0 | 1 | 0 | 0 | 0 | 0 | 0 | 0 | 0 | 9 | 29 | 9 | 28
6517 | 272 | 9 | 29 | 13 | 1 | 0 | 0 | 0 | 1 | 0 | 0 | 1 | 0 | 0 | 0 | 0 | 0 | 0 | 0 | 9 | 29 | 9 | 28
6518 | 272 | 9 | 29 | 14 | 1 | 0 | 0 | 0 | 1 | 0 | 0 | 1 | 0 | 0 | 0 | 0 | 0 | 0 | 0 | 9 | 29 | 9 | 28
6519 | 272 | 9 | 29 | 15 | 1 | 0 | 0 | 0 | 1 | 0 | 0 | 1 | 0 | 0 | 0 | 0 | 0 | 0 | 0 | 9 | 29 | 9 | 28
6520 | 272 | 9 | 29 | 16 | 1 | 0 | 0 | 0 | 1 | 0 | 0 | 1 | 0 | 0 | 0 | 0 | 0 | 0 | 0 | 9 | 29 | 9 | 28
6521 | 272 | 9 | 29 | 17 | 1 | 0 | 0 | 0 | 1 | 0 | 0 | 1 | 0 | 0 | 0 | 0 | 0 | 0 | 0 | 9 | 29 | 9 | 28
6522 | 272 | 9 | 29 | 18 | 1 | 0 | 0 | 0 | 1 | 0 | 0 | 1 | 0 | 0 | 0 | 0 | 0 | 0 | 0 | 9 | 29 | 9 | 28
6523 | 272 | 9 | 29 | 19 | 1 | 0 | 0 | 0 | 1 | 0 | 0 | 1 | 0 | 0 | 0 | 0 | 0 | 0 | 0 | 9 | 29 | 9 | 28
6524 | 272 | 9 | 29 | 20 | 1 | 0 | 0 | 0 | 1 | 0 | 0 | 1 | 0 | 0 | 0 | 0 | 0 | 0 | 0 | 9 | 29 | 9 | 28
6525 | 272 | 9 | 29 | 21 | 1 | 0 | 0 | 0 | 1 | 0 | 0 | 1 | 0 | 0 | 0 | 0 | 0 | 0 | 0 | 9 | 29 | 9 | 28
6526 | 272 | 9 | 29 | 22 | 1 | 0 | 0 | 0 | 1 | 0 | 0 | 1 | 0 | 0 | 0 | 0 | 0 | 0 | 0 | 9 | 29 | 9 | 28
6527 | 272 | 9 | 29 | 23 | 1 | 0 | 0 | 0 | 1 | 0 | 0 | 1 | 0 | 0 | 0 | 0 | 0 | 0 | 0 | 9 | 29 | 9 | 28
6528 | 272 | 9 | 29 | 24 | 1 | 0 | 0 | 0 | 1 | 0 | 0 | 1 | 0 | 0 | 0 | 0 | 0 | 0 | 0 | 9 | 29 | 9 | 28
6529 | 273 | 9 | 30 | 1 | 0 | 0 | 0 | 0 | 1 | 0 | 0 | 1 | 0 | 0 | 0 | 0 | 0 | 0 | 0 | 9 | 30 | 9 | 29
6530 | 273 | 9 | 30 | 2 | 0 | 0 | 0 | 0 | 1 | 0 | 0 | 1 | 0 | 0 | 0 | 0 | 0 | 0 | 0 | 9 | 30 | 9 | 29
6531 | 273 | 9 | 30 | 3 | 0 | 0 | 0 | 0 | 1 | 0 | 0 | 1 | 0 | 0 | 0 | 0 | 0 | 0 | 0 | 9 | 30 | 9 | 29
6532 | 273 | 9 | 30 | 4 | 0 | 0 | 0 | 0 | 1 | 0 | 0 | 1 | 0 | 0 | 0 | 0 | 0 | 0 | 0 | 9 | 30 | 9 | 29
6533 | 273 | 9 | 30 | 5 | 0 | 0 | 0 | 0 | 1 | 0 | 0 | 1 | 0 | 0 | 0 | 0 | 0 | 0 | 0 | 9 | 30 | 9 | 29
6534 | 273 | 9 | 30 | 6 | 0 | 0 | 0 | 0 | 1 | 0 | 0 | 1 | 0 | 0 | 0 | 0 | 0 | 0 | 0 | 9 | 30 | 9 | 29
6535 | 273 | 9 | 30 | 7 | 0 | 0 | 0 | 0 | 1 | 0 | 0 | 1 | 0 | 0 | 0 | 0 | 0 | 0 | 0 | 9 | 30 | 9 | 29
6536 | 273 | 9 | 30 | 8 | 0 | 0 | 0 | 0 | 1 | 0 | 0 | 1 | 0 | 0 | 0 | 0 | 0 | 0 | 0 | 9 | 30 | 9 | 29
6537 | 273 | 9 | 30 | 9 | 0 | 0 | 0 | 0 | 1 | 0 | 0 | 1 | 0 | 0 | 0 | 0 | 0 | 0 | 0 | 9 | 30 | 9 | 29
6538 | 273 | 9 | 30 | 10 | 0 | 0 | 0 | 0 | 1 | 0 | 0 | 1 | 0 | 0 | 0 | 0 | 0 | 0 | 0 | 9 | 30 | 9 | 29
6539 | 273 | 9 | 30 | 11 | 0 | 0 | 0 | 0 | 1 | 0 | 0 | 1 | 0 | 0 | 0 | 0 | 0 | 0 | 0 | 9 | 30 | 9 | 29
6540 | 273 | 9 | 30 | 12 | 0 | 0 | 0 | 0 | 1 | 0 | 0 | 1 | 0 | 0 | 0 | 0 | 0 | 0 | 0 | 9 | 30 | 9 | 29
6541 | 273 | 9 | 30 | 13 | 0 | 0 | 0 | 0 | 1 | 0 | 0 | 1 | 0 | 0 | 0 | 0 | 0 | 0 | 0 | 9 | 30 | 9 | 29
6542 | 273 | 9 | 30 | 14 | 0 | 0 | 0 | 0 | 1 | 0 | 0 | 1 | 0 | 0 | 0 | 0 | 0 | 0 | 0 | 9 | 30 | 9 | 29
6543 | 273 | 9 | 30 | 15 | 0 | 0 | 0 | 0 | 1 | 0 | 0 | 1 | 0 | 0 | 0 | 0 | 0 | 0 | 0 | 9 | 30 | 9 | 29
6544 | 273 | 9 | 30 | 16 | 0 | 0 | 0 | 0 | 1 | 0 | 0 | 1 | 0 | 0 | 0 | 0 | 0 | 0 | 0 | 9 | 30 | 9 | 29
6545 | 273 | 9 | 30 | 17 | 0 | 0 | 0 | 0 | 1 | 0 | 0 | 1 | 0 | 0 | 0 | 0 | 0 | 0 | 0 | 9 | 30 | 9 | 29
6546 | 273 | 9 | 30 | 18 | 0 | 0 | 0 | 0 | 1 | 0 | 0 | 1 | 0 | 0 | 0 | 0 | 0 | 0 | 0 | 9 | 30 | 9 | 29
6547 | 273 | 9 | 30 | 19 | 0 | 0 | 0 | 0 | 1 | 0 | 0 | 1 | 0 | 0 | 0 | 0 | 0 | 0 | 0 | 9 | 30 | 9 | 29
6548 | 273 | 9 | 30 | 20 | 0 | 0 | 0 | 0 | 1 | 0 | 0 | 1 | 0 | 0 | 0 | 0 | 0 | 0 | 0 | 9 | 30 | 9 | 29
6549 | 273 | 9 | 30 | 21 | 0 | 0 | 0 | 0 | 1 | 0 | 0 | 1 | 0 | 0 | 0 | 0 | 0 | 0 | 0 | 9 | 30 | 9 | 29
6550 | 273 | 9 | 30 | 22 | 0 | 0 | 0 | 0 | 1 | 0 | 0 | 1 | 0 | 0 | 0 | 0 | 0 | 0 | 0 | 9 | 30 | 9 | 29
6551 | 273 | 9 | 30 | 23 | 0 | 0 | 0 | 0 | 1 | 0 | 0 | 1 | 0 | 0 | 0 | 0 | 0 | 0 | 0 | 9 | 30 | 9 | 29
6552 | 273 | 9 | 30 | 24 | 0 | 0 | 0 | 0 | 1 | 0 | 0 | 1 | 0 | 0 | 0 | 0 | 0 | 0 | 0 | 9 | 30 | 9 | 29
6553 | 274 | 10 | 1 | 1 | 0 | 0 | 0 | 0 | 1 | 0 | 0 | 1 | 0 | 0 | 0 | 0 | 0 | 0 | 0 | 10 | 1 | 9 | 30
6554 | 274 | 10 | 1 | 2 | 0 | 0 | 0 | 0 | 1 | 0 | 0 | 1 | 0 | 0 | 0 | 0 | 0 | 0 | 0 | 10 | 1 | 9 | 30
6555 | 274 | 10 | 1 | 3 | 0 | 0 | 0 | 0 | 1 | 0 | 0 | 1 | 0 | 0 | 0 | 0 | 0 | 0 | 0 | 10 | 1 | 9 | 30
6556 | 274 | 10 | 1 | 4 | 0 | 0 | 0 | 0 | 1 | 0 | 0 | 1 | 0 | 0 | 0 | 0 | 0 | 0 | 0 | 10 | 1 | 9 | 30
6557 | 274 | 10 | 1 | 5 | 0 | 0 | 0 | 0 | 1 | 0 | 0 | 1 | 0 | 0 | 0 | 0 | 0 | 0 | 0 | 10 | 1 | 9 | 30
6558 | 274 | 10 | 1 | 6 | 0 | 0 | 0 | 0 | 1 | 0 | 0 | 1 | 0 | 0 | 0 | 0 | 0 | 0 | 0 | 10 | 1 | 9 | 30
6559 | 274 | 10 | 1 | 7 | 0 | 0 | 0 | 0 | 1 | 0 | 0 | 1 | 0 | 0 | 0 | 0 | 0 | 0 | 0 | 10 | 1 | 9 | 30
6560 | 274 | 10 | 1 | 8 | 0 | 0 | 0 | 0 | 1 | 0 | 0 | 1 | 0 | 0 | 0 | 0 | 0 | 0 | 0 | 10 | 1 | 9 | 30
6561 | 274 | 10 | 1 | 9 | 0 | 0 | 0 | 0 | 1 | 0 | 0 | 1 | 0 | 0 | 0 | 0 | 0 | 0 | 0 | 10 | 1 | 9 | 30
6562 | 274 | 10 | 1 | 10 | 0 | 0 | 0 | 0 | 1 | 0 | 0 | 1 | 0 | 0 | 0 | 0 | 0 | 0 | 0 | 10 | 1 | 9 | 30
6563 | 274 | 10 | 1 | 11 | 0 | 0 | 0 | 0 | 1 | 0 | 0 | 1 | 0 | 0 | 0 | 0 | 0 | 0 | 0 | 10 | 1 | 9 | 30
6564 | 274 | 10 | 1 | 12 | 0 | 0 | 0 | 0 | 1 | 0 | 0 | 1 | 0 | 0 | 0 | 0 | 0 | 0 | 0 | 10 | 1 | 9 | 30
6565 | 274 | 10 | 1 | 13 | 0 | 0 | 0 | 0 | 1 | 0 | 0 | 1 | 0 | 0 | 0 | 0 | 0 | 0 | 0 | 10 | 1 | 9 | 30
6566 | 274 | 10 | 1 | 14 | 0 | 0 | 0 | 0 | 1 | 0 | 0 | 1 | 0 | 0 | 0 | 0 | 0 | 0 | 0 | 10 | 1 | 9 | 30
6567 | 274 | 10 | 1 | 15 | 0 | 0 | 0 | 0 | 1 | 0 | 0 | 1 | 0 | 0 | 0 | 0 | 0 | 0 | 0 | 10 | 1 | 9 | 30
6568 | 274 | 10 | 1 | 16 | 0 | 0 | 0 | 0 | 1 | 0 | 0 | 1 | 0 | 0 | 0 | 0 | 0 | 0 | 0 | 10 | 1 | 9 | 30
6569 | 274 | 10 | 1 | 17 | 0 | 0 | 0 | 0 | 1 | 0 | 0 | 1 | 0 | 0 | 0 | 0 | 0 | 0 | 0 | 10 | 1 | 9 | 30
6570 | 274 | 10 | 1 | 18 | 0 | 0 | 0 | 0 | 1 | 0 | 0 | 1 | 0 | 0 | 0 | 0 | 0 | 0 | 0 | 10 | 1 | 9 | 30
6571 | 274 | 10 | 1 | 19 | 0 | 0 | 0 | 0 | 1 | 0 | 0 | 1 | 0 | 0 | 0 | 0 | 0 | 0 | 0 | 10 | 1 | 9 | 30
6572 | 274 | 10 | 1 | 20 | 0 | 0 | 0 | 0 | 1 | 0 | 0 | 1 | 0 | 0 | 0 | 0 | 0 | 0 | 0 | 10 | 1 | 9 | 30
6573 | 274 | 10 | 1 | 21 | 0 | 0 | 0 | 0 | 1 | 0 | 0 | 1 | 0 | 0 | 0 | 0 | 0 | 0 | 0 | 10 | 1 | 9 | 30
6574 | 274 | 10 | 1 | 22 | 0 | 0 | 0 | 0 | 1 | 0 | 0 | 1 | 0 | 0 | 0 | 0 | 0 | 0 | 0 | 10 | 1 | 9 | 30
6575 | 274 | 10 | 1 | 23 | 0 | 0 | 0 | 0 | 1 | 0 | 0 | 1 | 0 | 0 | 0 | 0 | 0 | 0 | 0 | 10 | 1 | 9 | 30
6576 | 274 | 10 | 1 | 24 | 0 | 0 | 0 | 0 | 1 | 0 | 0 | 1 | 0 | 0 | 0 | 0 | 0 | 0 | 0 | 10 | 1 | 9 | 30
6577 | 275 | 10 | 2 | 1 | 1 | 0 | 0 | 0 | 1 | 0 | 0 | 1 | 0 | 0 | 0 | 0 | 0 | 0 | 0 | 10 | 2 | 10 | 1
6578 | 275 | 10 | 2 | 2 | 1 | 0 | 0 | 0 | 1 | 0 | 0 | 1 | 0 | 0 | 0 | 0 | 0 | 0 | 0 | 10 | 2 | 10 | 1
6579 | 275 | 10 | 2 | 3 | 1 | 0 | 0 | 0 | 1 | 0 | 0 | 1 | 0 | 0 | 0 | 0 | 0 | 0 | 0 | 10 | 2 | 10 | 1
6580 | 275 | 10 | 2 | 4 | 1 | 0 | 0 | 0 | 1 | 0 | 0 | 1 | 0 | 0 | 0 | 0 | 0 | 0 | 0 | 10 | 2 | 10 | 1
6581 | 275 | 10 | 2 | 5 | 1 | 0 | 0 | 0 | 1 | 0 | 0 | 1 | 0 | 0 | 0 | 0 | 0 | 0 | 0 | 10 | 2 | 10 | 1
6582 | 275 | 10 | 2 | 6 | 1 | 0 | 0 | 0 | 1 | 0 | 0 | 1 | 0 | 0 | 0 | 0 | 0 | 0 | 0 | 10 | 2 | 10 | 1
6583 | 275 | 10 | 2 | 7 | 1 | 0 | 0 | 0 | 1 | 0 | 0 | 1 | 0 | 0 | 0 | 0 | 0 | 0 | 0 | 10 | 2 | 10 | 1
6584 | 275 | 10 | 2 | 8 | 1 | 0 | 0 | 0 | 1 | 0 | 0 | 1 | 0 | 0 | 0 | 0 | 0 | 0 | 0 | 10 | 2 | 10 | 1
6585 | 275 | 10 | 2 | 9 | 1 | 0 | 0 | 0 | 1 | 0 | 0 | 1 | 0 | 0 | 0 | 0 | 0 | 0 | 0 | 10 | 2 | 10 | 1
6586 | 275 | 10 | 2 | 10 | 1 | 0 | 0 | 0 | 1 | 0 | 0 | 1 | 0 | 0 | 0 | 0 | 0 | 0 | 0 | 10 | 2 | 10 | 1
6587 | 275 | 10 | 2 | 11 | 1 | 0 | 0 | 0 | 1 | 0 | 0 | 1 | 0 | 0 | 0 | 0 | 0 | 0 | 0 | 10 | 2 | 10 | 1
6588 | 275 | 10 | 2 | 12 | 1 | 0 | 0 | 0 | 1 | 0 | 0 | 1 | 0 | 0 | 0 | 0 | 0 | 0 | 0 | 10 | 2 | 10 | 1
6589 | 275 | 10 | 2 | 13 | 1 | 0 | 0 | 0 | 1 | 0 | 0 | 1 | 0 | 0 | 0 | 0 | 0 | 0 | 0 | 10 | 2 | 10 | 1
6590 | 275 | 10 | 2 | 14 | 1 | 0 | 0 | 0 | 1 | 0 | 0 | 1 | 0 | 0 | 0 | 0 | 0 | 0 | 0 | 10 | 2 | 10 | 1
6591 | 275 | 10 | 2 | 15 | 1 | 0 | 0 | 0 | 1 | 0 | 0 | 1 | 0 | 0 | 0 | 0 | 0 | 0 | 0 | 10 | 2 | 10 | 1
6592 | 275 | 10 | 2 | 16 | 1 | 0 | 0 | 0 | 1 | 0 | 0 | 1 | 0 | 0 | 0 | 0 | 0 | 0 | 0 | 10 | 2 | 10 | 1
6593 | 275 | 10 | 2 | 17 | 1 | 0 | 0 | 0 | 1 | 0 | 0 | 1 | 0 | 0 | 0 | 0 | 0 | 0 | 0 | 10 | 2 | 10 | 1
6594 | 275 | 10 | 2 | 18 | 1 | 0 | 0 | 0 | 1 | 0 | 0 | 1 | 0 | 0 | 0 | 0 | 0 | 0 | 0 | 10 | 2 | 10 | 1
6595 | 275 | 10 | 2 | 19 | 1 | 0 | 0 | 0 | 1 | 0 | 0 | 1 | 0 | 0 | 0 | 0 | 0 | 0 | 0 | 10 | 2 | 10 | 1
6596 | 275 | 10 | 2 | 20 | 1 | 0 | 0 | 0 | 1 | 0 | 0 | 1 | 0 | 0 | 0 | 0 | 0 | 0 | 0 | 10 | 2 | 10 | 1
6597 | 275 | 10 | 2 | 21 | 1 | 0 | 0 | 0 | 1 | 0 | 0 | 1 | 0 | 0 | 0 | 0 | 0 | 0 | 0 | 10 | 2 | 10 | 1
6598 | 275 | 10 | 2 | 22 | 1 | 0 | 0 | 0 | 1 | 0 | 0 | 1 | 0 | 0 | 0 | 0 | 0 | 0 | 0 | 10 | 2 | 10 | 1
6599 | 275 | 10 | 2 | 23 | 1 | 0 | 0 | 0 | 1 | 0 | 0 | 1 | 0 | 0 | 0 | 0 | 0 | 0 | 0 | 10 | 2 | 10 | 1
6600 | 275 | 10 | 2 | 24 | 1 | 0 | 0 | 0 | 1 | 0 | 0 | 1 | 0 | 0 | 0 | 0 | 0 | 0 | 0 | 10 | 2 | 10 | 1
6601 | 276 | 10 | 3 | 1 | 1 | 0 | 0 | 0 | 1 | 0 | 0 | 1 | 0 | 0 | 0 | 0 | 0 | 0 | 0 | 10 | 3 | 10 | 2
6602 | 276 | 10 | 3 | 2 | 1 | 0 | 0 | 0 | 1 | 0 | 0 | 1 | 0 | 0 | 0 | 0 | 0 | 0 | 0 | 10 | 3 | 10 | 2
6603 | 276 | 10 | 3 | 3 | 1 | 0 | 0 | 0 | 1 | 0 | 0 | 1 | 0 | 0 | 0 | 0 | 0 | 0 | 0 | 10 | 3 | 10 | 2
6604 | 276 | 10 | 3 | 4 | 1 | 0 | 0 | 0 | 1 | 0 | 0 | 1 | 0 | 0 | 0 | 0 | 0 | 0 | 0 | 10 | 3 | 10 | 2
6605 | 276 | 10 | 3 | 5 | 1 | 0 | 0 | 0 | 1 | 0 | 0 | 1 | 0 | 0 | 0 | 0 | 0 | 0 | 0 | 10 | 3 | 10 | 2
6606 | 276 | 10 | 3 | 6 | 1 | 0 | 0 | 0 | 1 | 0 | 0 | 1 | 0 | 0 | 0 | 0 | 0 | 0 | 0 | 10 | 3 | 10 | 2
6607 | 276 | 10 | 3 | 7 | 1 | 0 | 0 | 0 | 1 | 0 | 0 | 1 | 0 | 0 | 0 | 0 | 0 | 0 | 0 | 10 | 3 | 10 | 2
6608 | 276 | 10 | 3 | 8 | 1 | 0 | 0 | 0 | 1 | 0 | 0 | 1 | 0 | 0 | 0 | 0 | 0 | 0 | 0 | 10 | 3 | 10 | 2
6609 | 276 | 10 | 3 | 9 | 1 | 0 | 0 | 0 | 1 | 0 | 0 | 1 | 0 | 0 | 0 | 0 | 0 | 0 | 0 | 10 | 3 | 10 | 2
6610 | 276 | 10 | 3 | 10 | 1 | 0 | 0 | 0 | 1 | 0 | 0 | 1 | 0 | 0 | 0 | 0 | 0 | 0 | 0 | 10 | 3 | 10 | 2
6611 | 276 | 10 | 3 | 11 | 1 | 0 | 0 | 0 | 1 | 0 | 0 | 1 | 0 | 0 | 0 | 0 | 0 | 0 | 0 | 10 | 3 | 10 | 2
6612 | 276 | 10 | 3 | 12 | 1 | 0 | 0 | 0 | 1 | 0 | 0 | 1 | 0 | 0 | 0 | 0 | 0 | 0 | 0 | 10 | 3 | 10 | 2
6613 | 276 | 10 | 3 | 13 | 1 | 0 | 0 | 0 | 1 | 0 | 0 | 1 | 0 | 0 | 0 | 0 | 0 | 0 | 0 | 10 | 3 | 10 | 2
6614 | 276 | 10 | 3 | 14 | 1 | 0 | 0 | 0 | 1 | 0 | 0 | 1 | 0 | 0 | 0 | 0 | 0 | 0 | 0 | 10 | 3 | 10 | 2
6615 | 276 | 10 | 3 | 15 | 1 | 0 | 0 | 0 | 1 | 0 | 0 | 1 | 0 | 0 | 0 | 0 | 0 | 0 | 0 | 10 | 3 | 10 | 2
6616 | 276 | 10 | 3 | 16 | 1 | 0 | 0 | 0 | 1 | 0 | 0 | 1 | 0 | 0 | 0 | 0 | 0 | 0 | 0 | 10 | 3 | 10 | 2
6617 | 276 | 10 | 3 | 17 | 1 | 0 | 0 | 0 | 1 | 0 | 0 | 1 | 0 | 0 | 0 | 0 | 0 | 0 | 0 | 10 | 3 | 10 | 2
6618 | 276 | 10 | 3 | 18 | 1 | 0 | 0 | 0 | 1 | 0 | 0 | 1 | 0 | 0 | 0 | 0 | 0 | 0 | 0 | 10 | 3 | 10 | 2
6619 | 276 | 10 | 3 | 19 | 1 | 0 | 0 | 0 | 1 | 0 | 0 | 1 | 0 | 0 | 0 | 0 | 0 | 0 | 0 | 10 | 3 | 10 | 2
6620 | 276 | 10 | 3 | 20 | 1 | 0 | 0 | 0 | 1 | 0 | 0 | 1 | 0 | 0 | 0 | 0 | 0 | 0 | 0 | 10 | 3 | 10 | 2
6621 | 276 | 10 | 3 | 21 | 1 | 0 | 0 | 0 | 1 | 0 | 0 | 1 | 0 | 0 | 0 | 0 | 0 | 0 | 0 | 10 | 3 | 10 | 2
6622 | 276 | 10 | 3 | 22 | 1 | 0 | 0 | 0 | 1 | 0 | 0 | 1 | 0 | 0 | 0 | 0 | 0 | 0 | 0 | 10 | 3 | 10 | 2
6623 | 276 | 10 | 3 | 23 | 1 | 0 | 0 | 0 | 1 | 0 | 0 | 1 | 0 | 0 | 0 | 0 | 0 | 0 | 0 | 10 | 3 | 10 | 2
6624 | 276 | 10 | 3 | 24 | 1 | 0 | 0 | 0 | 1 | 0 | 0 | 1 | 0 | 0 | 0 | 0 | 0 | 0 | 0 | 10 | 3 | 10 | 2
6625 | 277 | 10 | 4 | 1 | 1 | 0 | 0 | 0 | 1 | 0 | 0 | 1 | 0 | 0 | 0 | 0 | 0 | 0 | 0 | 10 | 4 | 10 | 3
6626 | 277 | 10 | 4 | 2 | 1 | 0 | 0 | 0 | 1 | 0 | 0 | 1 | 0 | 0 | 0 | 0 | 0 | 0 | 0 | 10 | 4 | 10 | 3
6627 | 277 | 10 | 4 | 3 | 1 | 0 | 0 | 0 | 1 | 0 | 0 | 1 | 0 | 0 | 0 | 0 | 0 | 0 | 0 | 10 | 4 | 10 | 3
6628 | 277 | 10 | 4 | 4 | 1 | 0 | 0 | 0 | 1 | 0 | 0 | 1 | 0 | 0 | 0 | 0 | 0 | 0 | 0 | 10 | 4 | 10 | 3
6629 | 277 | 10 | 4 | 5 | 1 | 0 | 0 | 0 | 1 | 0 | 0 | 1 | 0 | 0 | 0 | 0 | 0 | 0 | 0 | 10 | 4 | 10 | 3
6630 | 277 | 10 | 4 | 6 | 1 | 0 | 0 | 0 | 1 | 0 | 0 | 1 | 0 | 0 | 0 | 0 | 0 | 0 | 0 | 10 | 4 | 10 | 3
6631 | 277 | 10 | 4 | 7 | 1 | 0 | 0 | 0 | 1 | 0 | 0 | 1 | 0 | 0 | 0 | 0 | 0 | 0 | 0 | 10 | 4 | 10 | 3
6632 | 277 | 10 | 4 | 8 | 1 | 0 | 0 | 0 | 1 | 0 | 0 | 1 | 0 | 0 | 0 | 0 | 0 | 0 | 0 | 10 | 4 | 10 | 3
6633 | 277 | 10 | 4 | 9 | 1 | 0 | 0 | 0 | 1 | 0 | 0 | 1 | 0 | 0 | 0 | 0 | 0 | 0 | 0 | 10 | 4 | 10 | 3
6634 | 277 | 10 | 4 | 10 | 1 | 0 | 0 | 0 | 1 | 0 | 0 | 1 | 0 | 0 | 0 | 0 | 0 | 0 | 0 | 10 | 4 | 10 | 3
6635 | 277 | 10 | 4 | 11 | 1 | 0 | 0 | 0 | 1 | 0 | 0 | 1 | 0 | 0 | 0 | 0 | 0 | 0 | 0 | 10 | 4 | 10 | 3
6636 | 277 | 10 | 4 | 12 | 1 | 0 | 0 | 0 | 1 | 0 | 0 | 1 | 0 | 0 | 0 | 0 | 0 | 0 | 0 | 10 | 4 | 10 | 3
6637 | 277 | 10 | 4 | 13 | 1 | 0 | 0 | 0 | 1 | 0 | 0 | 1 | 0 | 0 | 0 | 0 | 0 | 0 | 0 | 10 | 4 | 10 | 3
6638 | 277 | 10 | 4 | 14 | 1 | 0 | 0 | 0 | 1 | 0 | 0 | 1 | 0 | 0 | 0 | 0 | 0 | 0 | 0 | 10 | 4 | 10 | 3
6639 | 277 | 10 | 4 | 15 | 1 | 0 | 0 | 0 | 1 | 0 | 0 | 1 | 0 | 0 | 0 | 0 | 0 | 0 | 0 | 10 | 4 | 10 | 3
6640 | 277 | 10 | 4 | 16 | 1 | 0 | 0 | 0 | 1 | 0 | 0 | 1 | 0 | 0 | 0 | 0 | 0 | 0 | 0 | 10 | 4 | 10 | 3
6641 | 277 | 10 | 4 | 17 | 1 | 0 | 0 | 0 | 1 | 0 | 0 | 1 | 0 | 0 | 0 | 0 | 0 | 0 | 0 | 10 | 4 | 10 | 3
6642 | 277 | 10 | 4 | 18 | 1 | 0 | 0 | 0 | 1 | 0 | 0 | 1 | 0 | 0 | 0 | 0 | 0 | 0 | 0 | 10 | 4 | 10 | 3
6643 | 277 | 10 | 4 | 19 | 1 | 0 | 0 | 0 | 1 | 0 | 0 | 1 | 0 | 0 | 0 | 0 | 0 | 0 | 0 | 10 | 4 | 10 | 3
6644 | 277 | 10 | 4 | 20 | 1 | 0 | 0 | 0 | 1 | 0 | 0 | 1 | 0 | 0 | 0 | 0 | 0 | 0 | 0 | 10 | 4 | 10 | 3
6645 | 277 | 10 | 4 | 21 | 1 | 0 | 0 | 0 | 1 | 0 | 0 | 1 | 0 | 0 | 0 | 0 | 0 | 0 | 0 | 10 | 4 | 10 | 3
6646 | 277 | 10 | 4 | 22 | 1 | 0 | 0 | 0 | 1 | 0 | 0 | 1 | 0 | 0 | 0 | 0 | 0 | 0 | 0 | 10 | 4 | 10 | 3
6647 | 277 | 10 | 4 | 23 | 1 | 0 | 0 | 0 | 1 | 0 | 0 | 1 | 0 | 0 | 0 | 0 | 0 | 0 | 0 | 10 | 4 | 10 | 3
6648 | 277 | 10 | 4 | 24 | 1 | 0 | 0 | 0 | 1 | 0 | 0 | 1 | 0 | 0 | 0 | 0 | 0 | 0 | 0 | 10 | 4 | 10 | 3
6649 | 278 | 10 | 5 | 1 | 1 | 0 | 0 | 0 | 1 | 0 | 0 | 1 | 0 | 0 | 0 | 0 | 0 | 0 | 0 | 10 | 5 | 10 | 4
6650 | 278 | 10 | 5 | 2 | 1 | 0 | 0 | 0 | 1 | 0 | 0 | 1 | 0 | 0 | 0 | 0 | 0 | 0 | 0 | 10 | 5 | 10 | 4
6651 | 278 | 10 | 5 | 3 | 1 | 0 | 0 | 0 | 1 | 0 | 0 | 1 | 0 | 0 | 0 | 0 | 0 | 0 | 0 | 10 | 5 | 10 | 4
6652 | 278 | 10 | 5 | 4 | 1 | 0 | 0 | 0 | 1 | 0 | 0 | 1 | 0 | 0 | 0 | 0 | 0 | 0 | 0 | 10 | 5 | 10 | 4
6653 | 278 | 10 | 5 | 5 | 1 | 0 | 0 | 0 | 1 | 0 | 0 | 1 | 0 | 0 | 0 | 0 | 0 | 0 | 0 | 10 | 5 | 10 | 4
6654 | 278 | 10 | 5 | 6 | 1 | 0 | 0 | 0 | 1 | 0 | 0 | 1 | 0 | 0 | 0 | 0 | 0 | 0 | 0 | 10 | 5 | 10 | 4
6655 | 278 | 10 | 5 | 7 | 1 | 0 | 0 | 0 | 1 | 0 | 0 | 1 | 0 | 0 | 0 | 0 | 0 | 0 | 0 | 10 | 5 | 10 | 4
6656 | 278 | 10 | 5 | 8 | 1 | 0 | 0 | 0 | 1 | 0 | 0 | 1 | 0 | 0 | 0 | 0 | 0 | 0 | 0 | 10 | 5 | 10 | 4
6657 | 278 | 10 | 5 | 9 | 1 | 0 | 0 | 0 | 1 | 0 | 0 | 1 | 0 | 0 | 0 | 0 | 0 | 0 | 0 | 10 | 5 | 10 | 4
6658 | 278 | 10 | 5 | 10 | 1 | 0 | 0 | 0 | 1 | 0 | 0 | 1 | 0 | 0 | 0 | 0 | 0 | 0 | 0 | 10 | 5 | 10 | 4
6659 | 278 | 10 | 5 | 11 | 1 | 0 | 0 | 0 | 1 | 0 | 0 | 1 | 0 | 0 | 0 | 0 | 0 | 0 | 0 | 10 | 5 | 10 | 4
6660 | 278 | 10 | 5 | 12 | 1 | 0 | 0 | 0 | 1 | 0 | 0 | 1 | 0 | 0 | 0 | 0 | 0 | 0 | 0 | 10 | 5 | 10 | 4
6661 | 278 | 10 | 5 | 13 | 1 | 0 | 0 | 0 | 1 | 0 | 0 | 1 | 0 | 0 | 0 | 0 | 0 | 0 | 0 | 10 | 5 | 10 | 4
6662 | 278 | 10 | 5 | 14 | 1 | 0 | 0 | 0 | 1 | 0 | 0 | 1 | 0 | 0 | 0 | 0 | 0 | 0 | 0 | 10 | 5 | 10 | 4
6663 | 278 | 10 | 5 | 15 | 1 | 0 | 0 | 0 | 1 | 0 | 0 | 1 | 0 | 0 | 0 | 0 | 0 | 0 | 0 | 10 | 5 | 10 | 4
6664 | 278 | 10 | 5 | 16 | 1 | 0 | 0 | 0 | 1 | 0 | 0 | 1 | 0 | 0 | 0 | 0 | 0 | 0 | 0 | 10 | 5 | 10 | 4
6665 | 278 | 10 | 5 | 17 | 1 | 0 | 0 | 0 | 1 | 0 | 0 | 1 | 0 | 0 | 0 | 0 | 0 | 0 | 0 | 10 | 5 | 10 | 4
6666 | 278 | 10 | 5 | 18 | 1 | 0 | 0 | 0 | 1 | 0 | 0 | 1 | 0 | 0 | 0 | 0 | 0 | 0 | 0 | 10 | 5 | 10 | 4
6667 | 278 | 10 | 5 | 19 | 1 | 0 | 0 | 0 | 1 | 0 | 0 | 1 | 0 | 0 | 0 | 0 | 0 | 0 | 0 | 10 | 5 | 10 | 4
6668 | 278 | 10 | 5 | 20 | 1 | 0 | 0 | 0 | 1 | 0 | 0 | 1 | 0 | 0 | 0 | 0 | 0 | 0 | 0 | 10 | 5 | 10 | 4
6669 | 278 | 10 | 5 | 21 | 1 | 0 | 0 | 0 | 1 | 0 | 0 | 1 | 0 | 0 | 0 | 0 | 0 | 0 | 0 | 10 | 5 | 10 | 4
6670 | 278 | 10 | 5 | 22 | 1 | 0 | 0 | 0 | 1 | 0 | 0 | 1 | 0 | 0 | 0 | 0 | 0 | 0 | 0 | 10 | 5 | 10 | 4
6671 | 278 | 10 | 5 | 23 | 1 | 0 | 0 | 0 | 1 | 0 | 0 | 1 | 0 | 0 | 0 | 0 | 0 | 0 | 0 | 10 | 5 | 10 | 4
6672 | 278 | 10 | 5 | 24 | 1 | 0 | 0 | 0 | 1 | 0 | 0 | 1 | 0 | 0 | 0 | 0 | 0 | 0 | 0 | 10 | 5 | 10 | 4
6673 | 279 | 10 | 6 | 1 | 1 | 0 | 0 | 0 | 1 | 0 | 0 | 1 | 0 | 0 | 0 | 0 | 0 | 0 | 0 | 10 | 6 | 10 | 5
6674 | 279 | 10 | 6 | 2 | 1 | 0 | 0 | 0 | 1 | 0 | 0 | 1 | 0 | 0 | 0 | 0 | 0 | 0 | 0 | 10 | 6 | 10 | 5
6675 | 279 | 10 | 6 | 3 | 1 | 0 | 0 | 0 | 1 | 0 | 0 | 1 | 0 | 0 | 0 | 0 | 0 | 0 | 0 | 10 | 6 | 10 | 5
6676 | 279 | 10 | 6 | 4 | 1 | 0 | 0 | 0 | 1 | 0 | 0 | 1 | 0 | 0 | 0 | 0 | 0 | 0 | 0 | 10 | 6 | 10 | 5
6677 | 279 | 10 | 6 | 5 | 1 | 0 | 0 | 0 | 1 | 0 | 0 | 1 | 0 | 0 | 0 | 0 | 0 | 0 | 0 | 10 | 6 | 10 | 5
6678 | 279 | 10 | 6 | 6 | 1 | 0 | 0 | 0 | 1 | 0 | 0 | 1 | 0 | 0 | 0 | 0 | 0 | 0 | 0 | 10 | 6 | 10 | 5
6679 | 279 | 10 | 6 | 7 | 1 | 0 | 0 | 0 | 1 | 0 | 0 | 1 | 0 | 0 | 0 | 0 | 0 | 0 | 0 | 10 | 6 | 10 | 5
6680 | 279 | 10 | 6 | 8 | 1 | 0 | 0 | 0 | 1 | 0 | 0 | 1 | 0 | 0 | 0 | 0 | 0 | 0 | 0 | 10 | 6 | 10 | 5
6681 | 279 | 10 | 6 | 9 | 1 | 0 | 0 | 0 | 1 | 0 | 0 | 1 | 0 | 0 | 0 | 0 | 0 | 0 | 0 | 10 | 6 | 10 | 5
6682 | 279 | 10 | 6 | 10 | 1 | 0 | 0 | 0 | 1 | 0 | 0 | 1 | 0 | 0 | 0 | 0 | 0 | 0 | 0 | 10 | 6 | 10 | 5
6683 | 279 | 10 | 6 | 11 | 1 | 0 | 0 | 0 | 1 | 0 | 0 | 1 | 0 | 0 | 0 | 0 | 0 | 0 | 0 | 10 | 6 | 10 | 5
6684 | 279 | 10 | 6 | 12 | 1 | 0 | 0 | 0 | 1 | 0 | 0 | 1 | 0 | 0 | 0 | 0 | 0 | 0 | 0 | 10 | 6 | 10 | 5
6685 | 279 | 10 | 6 | 13 | 1 | 0 | 0 | 0 | 1 | 0 | 0 | 1 | 0 | 0 | 0 | 0 | 0 | 0 | 0 | 10 | 6 | 10 | 5
6686 | 279 | 10 | 6 | 14 | 1 | 0 | 0 | 0 | 1 | 0 | 0 | 1 | 0 | 0 | 0 | 0 | 0 | 0 | 0 | 10 | 6 | 10 | 5
6687 | 279 | 10 | 6 | 15 | 1 | 0 | 0 | 0 | 1 | 0 | 0 | 1 | 0 | 0 | 0 | 0 | 0 | 0 | 0 | 10 | 6 | 10 | 5
6688 | 279 | 10 | 6 | 16 | 1 | 0 | 0 | 0 | 1 | 0 | 0 | 1 | 0 | 0 | 0 | 0 | 0 | 0 | 0 | 10 | 6 | 10 | 5
6689 | 279 | 10 | 6 | 17 | 1 | 0 | 0 | 0 | 1 | 0 | 0 | 1 | 0 | 0 | 0 | 0 | 0 | 0 | 0 | 10 | 6 | 10 | 5
6690 | 279 | 10 | 6 | 18 | 1 | 0 | 0 | 0 | 1 | 0 | 0 | 1 | 0 | 0 | 0 | 0 | 0 | 0 | 0 | 10 | 6 | 10 | 5
6691 | 279 | 10 | 6 | 19 | 1 | 0 | 0 | 0 | 1 | 0 | 0 | 1 | 0 | 0 | 0 | 0 | 0 | 0 | 0 | 10 | 6 | 10 | 5
6692 | 279 | 10 | 6 | 20 | 1 | 0 | 0 | 0 | 1 | 0 | 0 | 1 | 0 | 0 | 0 | 0 | 0 | 0 | 0 | 10 | 6 | 10 | 5
6693 | 279 | 10 | 6 | 21 | 1 | 0 | 0 | 0 | 1 | 0 | 0 | 1 | 0 | 0 | 0 | 0 | 0 | 0 | 0 | 10 | 6 | 10 | 5
6694 | 279 | 10 | 6 | 22 | 1 | 0 | 0 | 0 | 1 | 0 | 0 | 1 | 0 | 0 | 0 | 0 | 0 | 0 | 0 | 10 | 6 | 10 | 5
6695 | 279 | 10 | 6 | 23 | 1 | 0 | 0 | 0 | 1 | 0 | 0 | 1 | 0 | 0 | 0 | 0 | 0 | 0 | 0 | 10 | 6 | 10 | 5
6696 | 279 | 10 | 6 | 24 | 1 | 0 | 0 | 0 | 1 | 0 | 0 | 1 | 0 | 0 | 0 | 0 | 0 | 0 | 0 | 10 | 6 | 10 | 5
6697 | 280 | 10 | 7 | 1 | 0 | 0 | 0 | 0 | 1 | 0 | 0 | 1 | 0 | 0 | 0 | 0 | 0 | 0 | 0 | 10 | 7 | 10 | 6
6698 | 280 | 10 | 7 | 2 | 0 | 0 | 0 | 0 | 1 | 0 | 0 | 1 | 0 | 0 | 0 | 0 | 0 | 0 | 0 | 10 | 7 | 10 | 6
6699 | 280 | 10 | 7 | 3 | 0 | 0 | 0 | 0 | 1 | 0 | 0 | 1 | 0 | 0 | 0 | 0 | 0 | 0 | 0 | 10 | 7 | 10 | 6
6700 | 280 | 10 | 7 | 4 | 0 | 0 | 0 | 0 | 1 | 0 | 0 | 1 | 0 | 0 | 0 | 0 | 0 | 0 | 0 | 10 | 7 | 10 | 6
6701 | 280 | 10 | 7 | 5 | 0 | 0 | 0 | 0 | 1 | 0 | 0 | 1 | 0 | 0 | 0 | 0 | 0 | 0 | 0 | 10 | 7 | 10 | 6
6702 | 280 | 10 | 7 | 6 | 0 | 0 | 0 | 0 | 1 | 0 | 0 | 1 | 0 | 0 | 0 | 0 | 0 | 0 | 0 | 10 | 7 | 10 | 6
6703 | 280 | 10 | 7 | 7 | 0 | 0 | 0 | 0 | 1 | 0 | 0 | 1 | 0 | 0 | 0 | 0 | 0 | 0 | 0 | 10 | 7 | 10 | 6
6704 | 280 | 10 | 7 | 8 | 0 | 0 | 0 | 0 | 1 | 0 | 0 | 1 | 0 | 0 | 0 | 0 | 0 | 0 | 0 | 10 | 7 | 10 | 6
6705 | 280 | 10 | 7 | 9 | 0 | 0 | 0 | 0 | 1 | 0 | 0 | 1 | 0 | 0 | 0 | 0 | 0 | 0 | 0 | 10 | 7 | 10 | 6
6706 | 280 | 10 | 7 | 10 | 0 | 0 | 0 | 0 | 1 | 0 | 0 | 1 | 0 | 0 | 0 | 0 | 0 | 0 | 0 | 10 | 7 | 10 | 6
6707 | 280 | 10 | 7 | 11 | 0 | 0 | 0 | 0 | 1 | 0 | 0 | 1 | 0 | 0 | 0 | 0 | 0 | 0 | 0 | 10 | 7 | 10 | 6
6708 | 280 | 10 | 7 | 12 | 0 | 0 | 0 | 0 | 1 | 0 | 0 | 1 | 0 | 0 | 0 | 0 | 0 | 0 | 0 | 10 | 7 | 10 | 6
6709 | 280 | 10 | 7 | 13 | 0 | 0 | 0 | 0 | 1 | 0 | 0 | 1 | 0 | 0 | 0 | 0 | 0 | 0 | 0 | 10 | 7 | 10 | 6
6710 | 280 | 10 | 7 | 14 | 0 | 0 | 0 | 0 | 1 | 0 | 0 | 1 | 0 | 0 | 0 | 0 | 0 | 0 | 0 | 10 | 7 | 10 | 6
6711 | 280 | 10 | 7 | 15 | 0 | 0 | 0 | 0 | 1 | 0 | 0 | 1 | 0 | 0 | 0 | 0 | 0 | 0 | 0 | 10 | 7 | 10 | 6
6712 | 280 | 10 | 7 | 16 | 0 | 0 | 0 | 0 | 1 | 0 | 0 | 1 | 0 | 0 | 0 | 0 | 0 | 0 | 0 | 10 | 7 | 10 | 6
6713 | 280 | 10 | 7 | 17 | 0 | 0 | 0 | 0 | 1 | 0 | 0 | 1 | 0 | 0 | 0 | 0 | 0 | 0 | 0 | 10 | 7 | 10 | 6
6714 | 280 | 10 | 7 | 18 | 0 | 0 | 0 | 0 | 1 | 0 | 0 | 1 | 0 | 0 | 0 | 0 | 0 | 0 | 0 | 10 | 7 | 10 | 6
6715 | 280 | 10 | 7 | 19 | 0 | 0 | 0 | 0 | 1 | 0 | 0 | 1 | 0 | 0 | 0 | 0 | 0 | 0 | 0 | 10 | 7 | 10 | 6
6716 | 280 | 10 | 7 | 20 | 0 | 0 | 0 | 0 | 1 | 0 | 0 | 1 | 0 | 0 | 0 | 0 | 0 | 0 | 0 | 10 | 7 | 10 | 6
6717 | 280 | 10 | 7 | 21 | 0 | 0 | 0 | 0 | 1 | 0 | 0 | 1 | 0 | 0 | 0 | 0 | 0 | 0 | 0 | 10 | 7 | 10 | 6
6718 | 280 | 10 | 7 | 22 | 0 | 0 | 0 | 0 | 1 | 0 | 0 | 1 | 0 | 0 | 0 | 0 | 0 | 0 | 0 | 10 | 7 | 10 | 6
6719 | 280 | 10 | 7 | 23 | 0 | 0 | 0 | 0 | 1 | 0 | 0 | 1 | 0 | 0 | 0 | 0 | 0 | 0 | 0 | 10 | 7 | 10 | 6
6720 | 280 | 10 | 7 | 24 | 0 | 0 | 0 | 0 | 1 | 0 | 0 | 1 | 0 | 0 | 0 | 0 | 0 | 0 | 0 | 10 | 7 | 10 | 6
6721 | 281 | 10 | 8 | 1 | 0 | 0 | 0 | 0 | 1 | 0 | 0 | 1 | 0 | 0 | 0 | 0 | 0 | 0 | 0 | 10 | 8 | 10 | 7
6722 | 281 | 10 | 8 | 2 | 0 | 0 | 0 | 0 | 1 | 0 | 0 | 1 | 0 | 0 | 0 | 0 | 0 | 0 | 0 | 10 | 8 | 10 | 7
6723 | 281 | 10 | 8 | 3 | 0 | 0 | 0 | 0 | 1 | 0 | 0 | 1 | 0 | 0 | 0 | 0 | 0 | 0 | 0 | 10 | 8 | 10 | 7
6724 | 281 | 10 | 8 | 4 | 0 | 0 | 0 | 0 | 1 | 0 | 0 | 1 | 0 | 0 | 0 | 0 | 0 | 0 | 0 | 10 | 8 | 10 | 7
6725 | 281 | 10 | 8 | 5 | 0 | 0 | 0 | 0 | 1 | 0 | 0 | 1 | 0 | 0 | 0 | 0 | 0 | 0 | 0 | 10 | 8 | 10 | 7
6726 | 281 | 10 | 8 | 6 | 0 | 0 | 0 | 0 | 1 | 0 | 0 | 1 | 0 | 0 | 0 | 0 | 0 | 0 | 0 | 10 | 8 | 10 | 7
6727 | 281 | 10 | 8 | 7 | 0 | 0 | 0 | 0 | 1 | 0 | 0 | 1 | 0 | 0 | 0 | 0 | 0 | 0 | 0 | 10 | 8 | 10 | 7
6728 | 281 | 10 | 8 | 8 | 0 | 0 | 0 | 0 | 1 | 0 | 0 | 1 | 0 | 0 | 0 | 0 | 0 | 0 | 0 | 10 | 8 | 10 | 7
6729 | 281 | 10 | 8 | 9 | 0 | 0 | 0 | 0 | 1 | 0 | 0 | 1 | 0 | 0 | 0 | 0 | 0 | 0 | 0 | 10 | 8 | 10 | 7
6730 | 281 | 10 | 8 | 10 | 0 | 0 | 0 | 0 | 1 | 0 | 0 | 1 | 0 | 0 | 0 | 0 | 0 | 0 | 0 | 10 | 8 | 10 | 7
6731 | 281 | 10 | 8 | 11 | 0 | 0 | 0 | 0 | 1 | 0 | 0 | 1 | 0 | 0 | 0 | 0 | 0 | 0 | 0 | 10 | 8 | 10 | 7
6732 | 281 | 10 | 8 | 12 | 0 | 0 | 0 | 0 | 1 | 0 | 0 | 1 | 0 | 0 | 0 | 0 | 0 | 0 | 0 | 10 | 8 | 10 | 7
6733 | 281 | 10 | 8 | 13 | 0 | 0 | 0 | 0 | 1 | 0 | 0 | 1 | 0 | 0 | 0 | 0 | 0 | 0 | 0 | 10 | 8 | 10 | 7
6734 | 281 | 10 | 8 | 14 | 0 | 0 | 0 | 0 | 1 | 0 | 0 | 1 | 0 | 0 | 0 | 0 | 0 | 0 | 0 | 10 | 8 | 10 | 7
6735 | 281 | 10 | 8 | 15 | 0 | 0 | 0 | 0 | 1 | 0 | 0 | 1 | 0 | 0 | 0 | 0 | 0 | 0 | 0 | 10 | 8 | 10 | 7
6736 | 281 | 10 | 8 | 16 | 0 | 0 | 0 | 0 | 1 | 0 | 0 | 1 | 0 | 0 | 0 | 0 | 0 | 0 | 0 | 10 | 8 | 10 | 7
6737 | 281 | 10 | 8 | 17 | 0 | 0 | 0 | 0 | 1 | 0 | 0 | 1 | 0 | 0 | 0 | 0 | 0 | 0 | 0 | 10 | 8 | 10 | 7
6738 | 281 | 10 | 8 | 18 | 0 | 0 | 0 | 0 | 1 | 0 | 0 | 1 | 0 | 0 | 0 | 0 | 0 | 0 | 0 | 10 | 8 | 10 | 7
6739 | 281 | 10 | 8 | 19 | 0 | 0 | 0 | 0 | 1 | 0 | 0 | 1 | 0 | 0 | 0 | 0 | 0 | 0 | 0 | 10 | 8 | 10 | 7
6740 | 281 | 10 | 8 | 20 | 0 | 0 | 0 | 0 | 1 | 0 | 0 | 1 | 0 | 0 | 0 | 0 | 0 | 0 | 0 | 10 | 8 | 10 | 7
6741 | 281 | 10 | 8 | 21 | 0 | 0 | 0 | 0 | 1 | 0 | 0 | 1 | 0 | 0 | 0 | 0 | 0 | 0 | 0 | 10 | 8 | 10 | 7
6742 | 281 | 10 | 8 | 22 | 0 | 0 | 0 | 0 | 1 | 0 | 0 | 1 | 0 | 0 | 0 | 0 | 0 | 0 | 0 | 10 | 8 | 10 | 7
6743 | 281 | 10 | 8 | 23 | 0 | 0 | 0 | 0 | 1 | 0 | 0 | 1 | 0 | 0 | 0 | 0 | 0 | 0 | 0 | 10 | 8 | 10 | 7
6744 | 281 | 10 | 8 | 24 | 0 | 0 | 0 | 0 | 1 | 0 | 0 | 1 | 0 | 0 | 0 | 0 | 0 | 0 | 0 | 10 | 8 | 10 | 7
6745 | 282 | 10 | 9 | 1 | 1 | 0 | 0 | 0 | 1 | 0 | 0 | 1 | 0 | 0 | 0 | 0 | 0 | 0 | 0 | 10 | 9 | 10 | 8
6746 | 282 | 10 | 9 | 2 | 1 | 0 | 0 | 0 | 1 | 0 | 0 | 1 | 0 | 0 | 0 | 0 | 0 | 0 | 0 | 10 | 9 | 10 | 8
6747 | 282 | 10 | 9 | 3 | 1 | 0 | 0 | 0 | 1 | 0 | 0 | 1 | 0 | 0 | 0 | 0 | 0 | 0 | 0 | 10 | 9 | 10 | 8
6748 | 282 | 10 | 9 | 4 | 1 | 0 | 0 | 0 | 1 | 0 | 0 | 1 | 0 | 0 | 0 | 0 | 0 | 0 | 0 | 10 | 9 | 10 | 8
6749 | 282 | 10 | 9 | 5 | 1 | 0 | 0 | 0 | 1 | 0 | 0 | 1 | 0 | 0 | 0 | 0 | 0 | 0 | 0 | 10 | 9 | 10 | 8
6750 | 282 | 10 | 9 | 6 | 1 | 0 | 0 | 0 | 1 | 0 | 0 | 1 | 0 | 0 | 0 | 0 | 0 | 0 | 0 | 10 | 9 | 10 | 8
6751 | 282 | 10 | 9 | 7 | 1 | 0 | 0 | 0 | 1 | 0 | 0 | 1 | 0 | 0 | 0 | 0 | 0 | 0 | 0 | 10 | 9 | 10 | 8
6752 | 282 | 10 | 9 | 8 | 1 | 0 | 0 | 0 | 1 | 0 | 0 | 1 | 0 | 0 | 0 | 0 | 0 | 0 | 0 | 10 | 9 | 10 | 8
6753 | 282 | 10 | 9 | 9 | 1 | 0 | 0 | 0 | 1 | 0 | 0 | 1 | 0 | 0 | 0 | 0 | 0 | 0 | 0 | 10 | 9 | 10 | 8
6754 | 282 | 10 | 9 | 10 | 1 | 0 | 0 | 0 | 1 | 0 | 0 | 1 | 0 | 0 | 0 | 0 | 0 | 0 | 0 | 10 | 9 | 10 | 8
6755 | 282 | 10 | 9 | 11 | 1 | 0 | 0 | 0 | 1 | 0 | 0 | 1 | 0 | 0 | 0 | 0 | 0 | 0 | 0 | 10 | 9 | 10 | 8
6756 | 282 | 10 | 9 | 12 | 1 | 0 | 0 | 0 | 1 | 0 | 0 | 1 | 0 | 0 | 0 | 0 | 0 | 0 | 0 | 10 | 9 | 10 | 8
6757 | 282 | 10 | 9 | 13 | 1 | 0 | 0 | 0 | 1 | 0 | 0 | 1 | 0 | 0 | 0 | 0 | 0 | 0 | 0 | 10 | 9 | 10 | 8
6758 | 282 | 10 | 9 | 14 | 1 | 0 | 0 | 0 | 1 | 0 | 0 | 1 | 0 | 0 | 0 | 0 | 0 | 0 | 0 | 10 | 9 | 10 | 8
6759 | 282 | 10 | 9 | 15 | 1 | 0 | 0 | 0 | 1 | 0 | 0 | 1 | 0 | 0 | 0 | 0 | 0 | 0 | 0 | 10 | 9 | 10 | 8
6760 | 282 | 10 | 9 | 16 | 1 | 0 | 0 | 0 | 1 | 0 | 0 | 1 | 0 | 0 | 0 | 0 | 0 | 0 | 0 | 10 | 9 | 10 | 8
6761 | 282 | 10 | 9 | 17 | 1 | 0 | 0 | 0 | 1 | 0 | 0 | 1 | 0 | 0 | 0 | 0 | 0 | 0 | 0 | 10 | 9 | 10 | 8
6762 | 282 | 10 | 9 | 18 | 1 | 0 | 0 | 0 | 1 | 0 | 0 | 1 | 0 | 0 | 0 | 0 | 0 | 0 | 0 | 10 | 9 | 10 | 8
6763 | 282 | 10 | 9 | 19 | 1 | 0 | 0 | 0 | 1 | 0 | 0 | 1 | 0 | 0 | 0 | 0 | 0 | 0 | 0 | 10 | 9 | 10 | 8
6764 | 282 | 10 | 9 | 20 | 1 | 0 | 0 | 0 | 1 | 0 | 0 | 1 | 0 | 0 | 0 | 0 | 0 | 0 | 0 | 10 | 9 | 10 | 8
6765 | 282 | 10 | 9 | 21 | 1 | 0 | 0 | 0 | 1 | 0 | 0 | 1 | 0 | 0 | 0 | 0 | 0 | 0 | 0 | 10 | 9 | 10 | 8
6766 | 282 | 10 | 9 | 22 | 1 | 0 | 0 | 0 | 1 | 0 | 0 | 1 | 0 | 0 | 0 | 0 | 0 | 0 | 0 | 10 | 9 | 10 | 8
6767 | 282 | 10 | 9 | 23 | 1 | 0 | 0 | 0 | 1 | 0 | 0 | 1 | 0 | 0 | 0 | 0 | 0 | 0 | 0 | 10 | 9 | 10 | 8
6768 | 282 | 10 | 9 | 24 | 1 | 0 | 0 | 0 | 1 | 0 | 0 | 1 | 0 | 0 | 0 | 0 | 0 | 0 | 0 | 10 | 9 | 10 | 8
6769 | 283 | 10 | 10 | 1 | 1 | 0 | 0 | 0 | 1 | 0 | 0 | 1 | 0 | 0 | 0 | 0 | 0 | 0 | 0 | 10 | 10 | 10 | 9
6770 | 283 | 10 | 10 | 2 | 1 | 0 | 0 | 0 | 1 | 0 | 0 | 1 | 0 | 0 | 0 | 0 | 0 | 0 | 0 | 10 | 10 | 10 | 9
6771 | 283 | 10 | 10 | 3 | 1 | 0 | 0 | 0 | 1 | 0 | 0 | 1 | 0 | 0 | 0 | 0 | 0 | 0 | 0 | 10 | 10 | 10 | 9
6772 | 283 | 10 | 10 | 4 | 1 | 0 | 0 | 0 | 1 | 0 | 0 | 1 | 0 | 0 | 0 | 0 | 0 | 0 | 0 | 10 | 10 | 10 | 9
6773 | 283 | 10 | 10 | 5 | 1 | 0 | 0 | 0 | 1 | 0 | 0 | 1 | 0 | 0 | 0 | 0 | 0 | 0 | 0 | 10 | 10 | 10 | 9
6774 | 283 | 10 | 10 | 6 | 1 | 0 | 0 | 0 | 1 | 0 | 0 | 1 | 0 | 0 | 0 | 0 | 0 | 0 | 0 | 10 | 10 | 10 | 9
6775 | 283 | 10 | 10 | 7 | 1 | 0 | 0 | 0 | 1 | 0 | 0 | 1 | 0 | 0 | 0 | 0 | 0 | 0 | 0 | 10 | 10 | 10 | 9
6776 | 283 | 10 | 10 | 8 | 1 | 0 | 0 | 0 | 1 | 0 | 0 | 1 | 0 | 0 | 0 | 0 | 0 | 0 | 0 | 10 | 10 | 10 | 9
6777 | 283 | 10 | 10 | 9 | 1 | 0 | 0 | 0 | 1 | 0 | 0 | 1 | 0 | 0 | 0 | 0 | 0 | 0 | 0 | 10 | 10 | 10 | 9
6778 | 283 | 10 | 10 | 10 | 1 | 0 | 0 | 0 | 1 | 0 | 0 | 1 | 0 | 0 | 0 | 0 | 0 | 0 | 0 | 10 | 10 | 10 | 9
6779 | 283 | 10 | 10 | 11 | 1 | 0 | 0 | 0 | 1 | 0 | 0 | 1 | 0 | 0 | 0 | 0 | 0 | 0 | 0 | 10 | 10 | 10 | 9
6780 | 283 | 10 | 10 | 12 | 1 | 0 | 0 | 0 | 1 | 0 | 0 | 1 | 0 | 0 | 0 | 0 | 0 | 0 | 0 | 10 | 10 | 10 | 9
6781 | 283 | 10 | 10 | 13 | 1 | 0 | 0 | 0 | 1 | 0 | 0 | 1 | 0 | 0 | 0 | 0 | 0 | 0 | 0 | 10 | 10 | 10 | 9
6782 | 283 | 10 | 10 | 14 | 1 | 0 | 0 | 0 | 1 | 0 | 0 | 1 | 0 | 0 | 0 | 0 | 0 | 0 | 0 | 10 | 10 | 10 | 9
6783 | 283 | 10 | 10 | 15 | 1 | 0 | 0 | 0 | 1 | 0 | 0 | 1 | 0 | 0 | 0 | 0 | 0 | 0 | 0 | 10 | 10 | 10 | 9
6784 | 283 | 10 | 10 | 16 | 1 | 0 | 0 | 0 | 1 | 0 | 0 | 1 | 0 | 0 | 0 | 0 | 0 | 0 | 0 | 10 | 10 | 10 | 9
6785 | 283 | 10 | 10 | 17 | 1 | 0 | 0 | 0 | 1 | 0 | 0 | 1 | 0 | 0 | 0 | 0 | 0 | 0 | 0 | 10 | 10 | 10 | 9
6786 | 283 | 10 | 10 | 18 | 1 | 0 | 0 | 0 | 1 | 0 | 0 | 1 | 0 | 0 | 0 | 0 | 0 | 0 | 0 | 10 | 10 | 10 | 9
6787 | 283 | 10 | 10 | 19 | 1 | 0 | 0 | 0 | 1 | 0 | 0 | 1 | 0 | 0 | 0 | 0 | 0 | 0 | 0 | 10 | 10 | 10 | 9
6788 | 283 | 10 | 10 | 20 | 1 | 0 | 0 | 0 | 1 | 0 | 0 | 1 | 0 | 0 | 0 | 0 | 0 | 0 | 0 | 10 | 10 | 10 | 9
6789 | 283 | 10 | 10 | 21 | 1 | 0 | 0 | 0 | 1 | 0 | 0 | 1 | 0 | 0 | 0 | 0 | 0 | 0 | 0 | 10 | 10 | 10 | 9
6790 | 283 | 10 | 10 | 22 | 1 | 0 | 0 | 0 | 1 | 0 | 0 | 1 | 0 | 0 | 0 | 0 | 0 | 0 | 0 | 10 | 10 | 10 | 9
6791 | 283 | 10 | 10 | 23 | 1 | 0 | 0 | 0 | 1 | 0 | 0 | 1 | 0 | 0 | 0 | 0 | 0 | 0 | 0 | 10 | 10 | 10 | 9
6792 | 283 | 10 | 10 | 24 | 1 | 0 | 0 | 0 | 1 | 0 | 0 | 1 | 0 | 0 | 0 | 0 | 0 | 0 | 0 | 10 | 10 | 10 | 9
6793 | 284 | 10 | 11 | 1 | 1 | 0 | 0 | 0 | 1 | 0 | 0 | 1 | 0 | 0 | 0 | 0 | 0 | 0 | 0 | 10 | 11 | 10 | 10
6794 | 284 | 10 | 11 | 2 | 1 | 0 | 0 | 0 | 1 | 0 | 0 | 1 | 0 | 0 | 0 | 0 | 0 | 0 | 0 | 10 | 11 | 10 | 10
6795 | 284 | 10 | 11 | 3 | 1 | 0 | 0 | 0 | 1 | 0 | 0 | 1 | 0 | 0 | 0 | 0 | 0 | 0 | 0 | 10 | 11 | 10 | 10
6796 | 284 | 10 | 11 | 4 | 1 | 0 | 0 | 0 | 1 | 0 | 0 | 1 | 0 | 0 | 0 | 0 | 0 | 0 | 0 | 10 | 11 | 10 | 10
6797 | 284 | 10 | 11 | 5 | 1 | 0 | 0 | 0 | 1 | 0 | 0 | 1 | 0 | 0 | 0 | 0 | 0 | 0 | 0 | 10 | 11 | 10 | 10
6798 | 284 | 10 | 11 | 6 | 1 | 0 | 0 | 0 | 1 | 0 | 0 | 1 | 0 | 0 | 0 | 0 | 0 | 0 | 0 | 10 | 11 | 10 | 10
6799 | 284 | 10 | 11 | 7 | 1 | 0 | 0 | 0 | 1 | 0 | 0 | 1 | 0 | 0 | 0 | 0 | 0 | 0 | 0 | 10 | 11 | 10 | 10
6800 | 284 | 10 | 11 | 8 | 1 | 0 | 0 | 0 | 1 | 0 | 0 | 1 | 0 | 0 | 0 | 0 | 0 | 0 | 0 | 10 | 11 | 10 | 10
6801 | 284 | 10 | 11 | 9 | 1 | 0 | 0 | 0 | 1 | 0 | 0 | 1 | 0 | 0 | 0 | 0 | 0 | 0 | 0 | 10 | 11 | 10 | 10
6802 | 284 | 10 | 11 | 10 | 1 | 0 | 0 | 0 | 1 | 0 | 0 | 1 | 0 | 0 | 0 | 0 | 0 | 0 | 0 | 10 | 11 | 10 | 10
6803 | 284 | 10 | 11 | 11 | 1 | 0 | 0 | 0 | 1 | 0 | 0 | 1 | 0 | 0 | 0 | 0 | 0 | 0 | 0 | 10 | 11 | 10 | 10
6804 | 284 | 10 | 11 | 12 | 1 | 0 | 0 | 0 | 1 | 0 | 0 | 1 | 0 | 0 | 0 | 0 | 0 | 0 | 0 | 10 | 11 | 10 | 10
6805 | 284 | 10 | 11 | 13 | 1 | 0 | 0 | 0 | 1 | 0 | 0 | 1 | 0 | 0 | 0 | 0 | 0 | 0 | 0 | 10 | 11 | 10 | 10
6806 | 284 | 10 | 11 | 14 | 1 | 0 | 0 | 0 | 1 | 0 | 0 | 1 | 0 | 0 | 0 | 0 | 0 | 0 | 0 | 10 | 11 | 10 | 10
6807 | 284 | 10 | 11 | 15 | 1 | 0 | 0 | 0 | 1 | 0 | 0 | 1 | 0 | 0 | 0 | 0 | 0 | 0 | 0 | 10 | 11 | 10 | 10
6808 | 284 | 10 | 11 | 16 | 1 | 0 | 0 | 0 | 1 | 0 | 0 | 1 | 0 | 0 | 0 | 0 | 0 | 0 | 0 | 10 | 11 | 10 | 10
6809 | 284 | 10 | 11 | 17 | 1 | 0 | 0 | 0 | 1 | 0 | 0 | 1 | 0 | 0 | 0 | 0 | 0 | 0 | 0 | 10 | 11 | 10 | 10
6810 | 284 | 10 | 11 | 18 | 1 | 0 | 0 | 0 | 1 | 0 | 0 | 1 | 0 | 0 | 0 | 0 | 0 | 0 | 0 | 10 | 11 | 10 | 10
6811 | 284 | 10 | 11 | 19 | 1 | 0 | 0 | 0 | 1 | 0 | 0 | 1 | 0 | 0 | 0 | 0 | 0 | 0 | 0 | 10 | 11 | 10 | 10
6812 | 284 | 10 | 11 | 20 | 1 | 0 | 0 | 0 | 1 | 0 | 0 | 1 | 0 | 0 | 0 | 0 | 0 | 0 | 0 | 10 | 11 | 10 | 10
6813 | 284 | 10 | 11 | 21 | 1 | 0 | 0 | 0 | 1 | 0 | 0 | 1 | 0 | 0 | 0 | 0 | 0 | 0 | 0 | 10 | 11 | 10 | 10
6814 | 284 | 10 | 11 | 22 | 1 | 0 | 0 | 0 | 1 | 0 | 0 | 1 | 0 | 0 | 0 | 0 | 0 | 0 | 0 | 10 | 11 | 10 | 10
6815 | 284 | 10 | 11 | 23 | 1 | 0 | 0 | 0 | 1 | 0 | 0 | 1 | 0 | 0 | 0 | 0 | 0 | 0 | 0 | 10 | 11 | 10 | 10
6816 | 284 | 10 | 11 | 24 | 1 | 0 | 0 | 0 | 1 | 0 | 0 | 1 | 0 | 0 | 0 | 0 | 0 | 0 | 0 | 10 | 11 | 10 | 10
6817 | 285 | 10 | 12 | 1 | 1 | 0 | 0 | 0 | 1 | 0 | 0 | 1 | 0 | 0 | 0 | 0 | 0 | 0 | 0 | 10 | 12 | 10 | 11
6818 | 285 | 10 | 12 | 2 | 1 | 0 | 0 | 0 | 1 | 0 | 0 | 1 | 0 | 0 | 0 | 0 | 0 | 0 | 0 | 10 | 12 | 10 | 11
6819 | 285 | 10 | 12 | 3 | 1 | 0 | 0 | 0 | 1 | 0 | 0 | 1 | 0 | 0 | 0 | 0 | 0 | 0 | 0 | 10 | 12 | 10 | 11
6820 | 285 | 10 | 12 | 4 | 1 | 0 | 0 | 0 | 1 | 0 | 0 | 1 | 0 | 0 | 0 | 0 | 0 | 0 | 0 | 10 | 12 | 10 | 11
6821 | 285 | 10 | 12 | 5 | 1 | 0 | 0 | 0 | 1 | 0 | 0 | 1 | 0 | 0 | 0 | 0 | 0 | 0 | 0 | 10 | 12 | 10 | 11
6822 | 285 | 10 | 12 | 6 | 1 | 0 | 0 | 0 | 1 | 0 | 0 | 1 | 0 | 0 | 0 | 0 | 0 | 0 | 0 | 10 | 12 | 10 | 11
6823 | 285 | 10 | 12 | 7 | 1 | 0 | 0 | 0 | 1 | 0 | 0 | 1 | 0 | 0 | 0 | 0 | 0 | 0 | 0 | 10 | 12 | 10 | 11
6824 | 285 | 10 | 12 | 8 | 1 | 0 | 0 | 0 | 1 | 0 | 0 | 1 | 0 | 0 | 0 | 0 | 0 | 0 | 0 | 10 | 12 | 10 | 11
6825 | 285 | 10 | 12 | 9 | 1 | 0 | 0 | 0 | 1 | 0 | 0 | 1 | 0 | 0 | 0 | 0 | 0 | 0 | 0 | 10 | 12 | 10 | 11
6826 | 285 | 10 | 12 | 10 | 1 | 0 | 0 | 0 | 1 | 0 | 0 | 1 | 0 | 0 | 0 | 0 | 0 | 0 | 0 | 10 | 12 | 10 | 11
6827 | 285 | 10 | 12 | 11 | 1 | 0 | 0 | 0 | 1 | 0 | 0 | 1 | 0 | 0 | 0 | 0 | 0 | 0 | 0 | 10 | 12 | 10 | 11
6828 | 285 | 10 | 12 | 12 | 1 | 0 | 0 | 0 | 1 | 0 | 0 | 1 | 0 | 0 | 0 | 0 | 0 | 0 | 0 | 10 | 12 | 10 | 11
6829 | 285 | 10 | 12 | 13 | 1 | 0 | 0 | 0 | 1 | 0 | 0 | 1 | 0 | 0 | 0 | 0 | 0 | 0 | 0 | 10 | 12 | 10 | 11
6830 | 285 | 10 | 12 | 14 | 1 | 0 | 0 | 0 | 1 | 0 | 0 | 1 | 0 | 0 | 0 | 0 | 0 | 0 | 0 | 10 | 12 | 10 | 11
6831 | 285 | 10 | 12 | 15 | 1 | 0 | 0 | 0 | 1 | 0 | 0 | 1 | 0 | 0 | 0 | 0 | 0 | 0 | 0 | 10 | 12 | 10 | 11
6832 | 285 | 10 | 12 | 16 | 1 | 0 | 0 | 0 | 1 | 0 | 0 | 1 | 0 | 0 | 0 | 0 | 0 | 0 | 0 | 10 | 12 | 10 | 11
6833 | 285 | 10 | 12 | 17 | 1 | 0 | 0 | 0 | 1 | 0 | 0 | 1 | 0 | 0 | 0 | 0 | 0 | 0 | 0 | 10 | 12 | 10 | 11
6834 | 285 | 10 | 12 | 18 | 1 | 0 | 0 | 0 | 1 | 0 | 0 | 1 | 0 | 0 | 0 | 0 | 0 | 0 | 0 | 10 | 12 | 10 | 11
6835 | 285 | 10 | 12 | 19 | 1 | 0 | 0 | 0 | 1 | 0 | 0 | 1 | 0 | 0 | 0 | 0 | 0 | 0 | 0 | 10 | 12 | 10 | 11
6836 | 285 | 10 | 12 | 20 | 1 | 0 | 0 | 0 | 1 | 0 | 0 | 1 | 0 | 0 | 0 | 0 | 0 | 0 | 0 | 10 | 12 | 10 | 11
6837 | 285 | 10 | 12 | 21 | 1 | 0 | 0 | 0 | 1 | 0 | 0 | 1 | 0 | 0 | 0 | 0 | 0 | 0 | 0 | 10 | 12 | 10 | 11
6838 | 285 | 10 | 12 | 22 | 1 | 0 | 0 | 0 | 1 | 0 | 0 | 1 | 0 | 0 | 0 | 0 | 0 | 0 | 0 | 10 | 12 | 10 | 11
6839 | 285 | 10 | 12 | 23 | 1 | 0 | 0 | 0 | 1 | 0 | 0 | 1 | 0 | 0 | 0 | 0 | 0 | 0 | 0 | 10 | 12 | 10 | 11
6840 | 285 | 10 | 12 | 24 | 1 | 0 | 0 | 0 | 1 | 0 | 0 | 1 | 0 | 0 | 0 | 0 | 0 | 0 | 0 | 10 | 12 | 10 | 11
6841 | 286 | 10 | 13 | 1 | 1 | 0 | 0 | 0 | 1 | 0 | 0 | 1 | 0 | 0 | 0 | 0 | 0 | 0 | 0 | 10 | 13 | 10 | 12
6842 | 286 | 10 | 13 | 2 | 1 | 0 | 0 | 0 | 1 | 0 | 0 | 1 | 0 | 0 | 0 | 0 | 0 | 0 | 0 | 10 | 13 | 10 | 12
6843 | 286 | 10 | 13 | 3 | 1 | 0 | 0 | 0 | 1 | 0 | 0 | 1 | 0 | 0 | 0 | 0 | 0 | 0 | 0 | 10 | 13 | 10 | 12
6844 | 286 | 10 | 13 | 4 | 1 | 0 | 0 | 0 | 1 | 0 | 0 | 1 | 0 | 0 | 0 | 0 | 0 | 0 | 0 | 10 | 13 | 10 | 12
6845 | 286 | 10 | 13 | 5 | 1 | 0 | 0 | 0 | 1 | 0 | 0 | 1 | 0 | 0 | 0 | 0 | 0 | 0 | 0 | 10 | 13 | 10 | 12
6846 | 286 | 10 | 13 | 6 | 1 | 0 | 0 | 0 | 1 | 0 | 0 | 1 | 0 | 0 | 0 | 0 | 0 | 0 | 0 | 10 | 13 | 10 | 12
6847 | 286 | 10 | 13 | 7 | 1 | 0 | 0 | 0 | 1 | 0 | 0 | 1 | 0 | 0 | 0 | 0 | 0 | 0 | 0 | 10 | 13 | 10 | 12
6848 | 286 | 10 | 13 | 8 | 1 | 0 | 0 | 0 | 1 | 0 | 0 | 1 | 0 | 0 | 0 | 0 | 0 | 0 | 0 | 10 | 13 | 10 | 12
6849 | 286 | 10 | 13 | 9 | 1 | 0 | 0 | 0 | 1 | 0 | 0 | 1 | 0 | 0 | 0 | 0 | 0 | 0 | 0 | 10 | 13 | 10 | 12
6850 | 286 | 10 | 13 | 10 | 1 | 0 | 0 | 0 | 1 | 0 | 0 | 1 | 0 | 0 | 0 | 0 | 0 | 0 | 0 | 10 | 13 | 10 | 12
6851 | 286 | 10 | 13 | 11 | 1 | 0 | 0 | 0 | 1 | 0 | 0 | 1 | 0 | 0 | 0 | 0 | 0 | 0 | 0 | 10 | 13 | 10 | 12
6852 | 286 | 10 | 13 | 12 | 1 | 0 | 0 | 0 | 1 | 0 | 0 | 1 | 0 | 0 | 0 | 0 | 0 | 0 | 0 | 10 | 13 | 10 | 12
6853 | 286 | 10 | 13 | 13 | 1 | 0 | 0 | 0 | 1 | 0 | 0 | 1 | 0 | 0 | 0 | 0 | 0 | 0 | 0 | 10 | 13 | 10 | 12
6854 | 286 | 10 | 13 | 14 | 1 | 0 | 0 | 0 | 1 | 0 | 0 | 1 | 0 | 0 | 0 | 0 | 0 | 0 | 0 | 10 | 13 | 10 | 12
6855 | 286 | 10 | 13 | 15 | 1 | 0 | 0 | 0 | 1 | 0 | 0 | 1 | 0 | 0 | 0 | 0 | 0 | 0 | 0 | 10 | 13 | 10 | 12
6856 | 286 | 10 | 13 | 16 | 1 | 0 | 0 | 0 | 1 | 0 | 0 | 1 | 0 | 0 | 0 | 0 | 0 | 0 | 0 | 10 | 13 | 10 | 12
6857 | 286 | 10 | 13 | 17 | 1 | 0 | 0 | 0 | 1 | 0 | 0 | 1 | 0 | 0 | 0 | 0 | 0 | 0 | 0 | 10 | 13 | 10 | 12
6858 | 286 | 10 | 13 | 18 | 1 | 0 | 0 | 0 | 1 | 0 | 0 | 1 | 0 | 0 | 0 | 0 | 0 | 0 | 0 | 10 | 13 | 10 | 12
6859 | 286 | 10 | 13 | 19 | 1 | 0 | 0 | 0 | 1 | 0 | 0 | 1 | 0 | 0 | 0 | 0 | 0 | 0 | 0 | 10 | 13 | 10 | 12
6860 | 286 | 10 | 13 | 20 | 1 | 0 | 0 | 0 | 1 | 0 | 0 | 1 | 0 | 0 | 0 | 0 | 0 | 0 | 0 | 10 | 13 | 10 | 12
6861 | 286 | 10 | 13 | 21 | 1 | 0 | 0 | 0 | 1 | 0 | 0 | 1 | 0 | 0 | 0 | 0 | 0 | 0 | 0 | 10 | 13 | 10 | 12
6862 | 286 | 10 | 13 | 22 | 1 | 0 | 0 | 0 | 1 | 0 | 0 | 1 | 0 | 0 | 0 | 0 | 0 | 0 | 0 | 10 | 13 | 10 | 12
6863 | 286 | 10 | 13 | 23 | 1 | 0 | 0 | 0 | 1 | 0 | 0 | 1 | 0 | 0 | 0 | 0 | 0 | 0 | 0 | 10 | 13 | 10 | 12
6864 | 286 | 10 | 13 | 24 | 1 | 0 | 0 | 0 | 1 | 0 | 0 | 1 | 0 | 0 | 0 | 0 | 0 | 0 | 0 | 10 | 13 | 10 | 12
6865 | 287 | 10 | 14 | 1 | 0 | 0 | 0 | 0 | 1 | 0 | 0 | 1 | 0 | 0 | 0 | 0 | 0 | 0 | 0 | 10 | 14 | 10 | 13
6866 | 287 | 10 | 14 | 2 | 0 | 0 | 0 | 0 | 1 | 0 | 0 | 1 | 0 | 0 | 0 | 0 | 0 | 0 | 0 | 10 | 14 | 10 | 13
6867 | 287 | 10 | 14 | 3 | 0 | 0 | 0 | 0 | 1 | 0 | 0 | 1 | 0 | 0 | 0 | 0 | 0 | 0 | 0 | 10 | 14 | 10 | 13
6868 | 287 | 10 | 14 | 4 | 0 | 0 | 0 | 0 | 1 | 0 | 0 | 1 | 0 | 0 | 0 | 0 | 0 | 0 | 0 | 10 | 14 | 10 | 13
6869 | 287 | 10 | 14 | 5 | 0 | 0 | 0 | 0 | 1 | 0 | 0 | 1 | 0 | 0 | 0 | 0 | 0 | 0 | 0 | 10 | 14 | 10 | 13
6870 | 287 | 10 | 14 | 6 | 0 | 0 | 0 | 0 | 1 | 0 | 0 | 1 | 0 | 0 | 0 | 0 | 0 | 0 | 0 | 10 | 14 | 10 | 13
6871 | 287 | 10 | 14 | 7 | 0 | 0 | 0 | 0 | 1 | 0 | 0 | 1 | 0 | 0 | 0 | 0 | 0 | 0 | 0 | 10 | 14 | 10 | 13
6872 | 287 | 10 | 14 | 8 | 0 | 0 | 0 | 0 | 1 | 0 | 0 | 1 | 0 | 0 | 0 | 0 | 0 | 0 | 0 | 10 | 14 | 10 | 13
6873 | 287 | 10 | 14 | 9 | 0 | 0 | 0 | 0 | 1 | 0 | 0 | 1 | 0 | 0 | 0 | 0 | 0 | 0 | 0 | 10 | 14 | 10 | 13
6874 | 287 | 10 | 14 | 10 | 0 | 0 | 0 | 0 | 1 | 0 | 0 | 1 | 0 | 0 | 0 | 0 | 0 | 0 | 0 | 10 | 14 | 10 | 13
6875 | 287 | 10 | 14 | 11 | 0 | 0 | 0 | 0 | 1 | 0 | 0 | 1 | 0 | 0 | 0 | 0 | 0 | 0 | 0 | 10 | 14 | 10 | 13
6876 | 287 | 10 | 14 | 12 | 0 | 0 | 0 | 0 | 1 | 0 | 0 | 1 | 0 | 0 | 0 | 0 | 0 | 0 | 0 | 10 | 14 | 10 | 13
6877 | 287 | 10 | 14 | 13 | 0 | 0 | 0 | 0 | 1 | 0 | 0 | 1 | 0 | 0 | 0 | 0 | 0 | 0 | 0 | 10 | 14 | 10 | 13
6878 | 287 | 10 | 14 | 14 | 0 | 0 | 0 | 0 | 1 | 0 | 0 | 1 | 0 | 0 | 0 | 0 | 0 | 0 | 0 | 10 | 14 | 10 | 13
6879 | 287 | 10 | 14 | 15 | 0 | 0 | 0 | 0 | 1 | 0 | 0 | 1 | 0 | 0 | 0 | 0 | 0 | 0 | 0 | 10 | 14 | 10 | 13
6880 | 287 | 10 | 14 | 16 | 0 | 0 | 0 | 0 | 1 | 0 | 0 | 1 | 0 | 0 | 0 | 0 | 0 | 0 | 0 | 10 | 14 | 10 | 13
6881 | 287 | 10 | 14 | 17 | 0 | 0 | 0 | 0 | 1 | 0 | 0 | 1 | 0 | 0 | 0 | 0 | 0 | 0 | 0 | 10 | 14 | 10 | 13
6882 | 287 | 10 | 14 | 18 | 0 | 0 | 0 | 0 | 1 | 0 | 0 | 1 | 0 | 0 | 0 | 0 | 0 | 0 | 0 | 10 | 14 | 10 | 13
6883 | 287 | 10 | 14 | 19 | 0 | 0 | 0 | 0 | 1 | 0 | 0 | 1 | 0 | 0 | 0 | 0 | 0 | 0 | 0 | 10 | 14 | 10 | 13
6884 | 287 | 10 | 14 | 20 | 0 | 0 | 0 | 0 | 1 | 0 | 0 | 1 | 0 | 0 | 0 | 0 | 0 | 0 | 0 | 10 | 14 | 10 | 13
6885 | 287 | 10 | 14 | 21 | 0 | 0 | 0 | 0 | 1 | 0 | 0 | 1 | 0 | 0 | 0 | 0 | 0 | 0 | 0 | 10 | 14 | 10 | 13
6886 | 287 | 10 | 14 | 22 | 0 | 0 | 0 | 0 | 1 | 0 | 0 | 1 | 0 | 0 | 0 | 0 | 0 | 0 | 0 | 10 | 14 | 10 | 13
6887 | 287 | 10 | 14 | 23 | 0 | 0 | 0 | 0 | 1 | 0 | 0 | 1 | 0 | 0 | 0 | 0 | 0 | 0 | 0 | 10 | 14 | 10 | 13
6888 | 287 | 10 | 14 | 24 | 0 | 0 | 0 | 0 | 1 | 0 | 0 | 1 | 0 | 0 | 0 | 0 | 0 | 0 | 0 | 10 | 14 | 10 | 13
6889 | 288 | 10 | 15 | 1 | 0 | 0 | 0 | 0 | 1 | 0 | 0 | 1 | 0 | 0 | 0 | 0 | 0 | 0 | 0 | 10 | 15 | 10 | 14
6890 | 288 | 10 | 15 | 2 | 0 | 0 | 0 | 0 | 1 | 0 | 0 | 1 | 0 | 0 | 0 | 0 | 0 | 0 | 0 | 10 | 15 | 10 | 14
6891 | 288 | 10 | 15 | 3 | 0 | 0 | 0 | 0 | 1 | 0 | 0 | 1 | 0 | 0 | 0 | 0 | 0 | 0 | 0 | 10 | 15 | 10 | 14
6892 | 288 | 10 | 15 | 4 | 0 | 0 | 0 | 0 | 1 | 0 | 0 | 1 | 0 | 0 | 0 | 0 | 0 | 0 | 0 | 10 | 15 | 10 | 14
6893 | 288 | 10 | 15 | 5 | 0 | 0 | 0 | 0 | 1 | 0 | 0 | 1 | 0 | 0 | 0 | 0 | 0 | 0 | 0 | 10 | 15 | 10 | 14
6894 | 288 | 10 | 15 | 6 | 0 | 0 | 0 | 0 | 1 | 0 | 0 | 1 | 0 | 0 | 0 | 0 | 0 | 0 | 0 | 10 | 15 | 10 | 14
6895 | 288 | 10 | 15 | 7 | 0 | 0 | 0 | 0 | 1 | 0 | 0 | 1 | 0 | 0 | 0 | 0 | 0 | 0 | 0 | 10 | 15 | 10 | 14
6896 | 288 | 10 | 15 | 8 | 0 | 0 | 0 | 0 | 1 | 0 | 0 | 1 | 0 | 0 | 0 | 0 | 0 | 0 | 0 | 10 | 15 | 10 | 14
6897 | 288 | 10 | 15 | 9 | 0 | 0 | 0 | 0 | 1 | 0 | 0 | 1 | 0 | 0 | 0 | 0 | 0 | 0 | 0 | 10 | 15 | 10 | 14
6898 | 288 | 10 | 15 | 10 | 0 | 0 | 0 | 0 | 1 | 0 | 0 | 1 | 0 | 0 | 0 | 0 | 0 | 0 | 0 | 10 | 15 | 10 | 14
6899 | 288 | 10 | 15 | 11 | 0 | 0 | 0 | 0 | 1 | 0 | 0 | 1 | 0 | 0 | 0 | 0 | 0 | 0 | 0 | 10 | 15 | 10 | 14
6900 | 288 | 10 | 15 | 12 | 0 | 0 | 0 | 0 | 1 | 0 | 0 | 1 | 0 | 0 | 0 | 0 | 0 | 0 | 0 | 10 | 15 | 10 | 14
6901 | 288 | 10 | 15 | 13 | 0 | 0 | 0 | 0 | 1 | 0 | 0 | 1 | 0 | 0 | 0 | 0 | 0 | 0 | 0 | 10 | 15 | 10 | 14
6902 | 288 | 10 | 15 | 14 | 0 | 0 | 0 | 0 | 1 | 0 | 0 | 1 | 0 | 0 | 0 | 0 | 0 | 0 | 0 | 10 | 15 | 10 | 14
6903 | 288 | 10 | 15 | 15 | 0 | 0 | 0 | 0 | 1 | 0 | 0 | 1 | 0 | 0 | 0 | 0 | 0 | 0 | 0 | 10 | 15 | 10 | 14
6904 | 288 | 10 | 15 | 16 | 0 | 0 | 0 | 0 | 1 | 0 | 0 | 1 | 0 | 0 | 0 | 0 | 0 | 0 | 0 | 10 | 15 | 10 | 14
6905 | 288 | 10 | 15 | 17 | 0 | 0 | 0 | 0 | 1 | 0 | 0 | 1 | 0 | 0 | 0 | 0 | 0 | 0 | 0 | 10 | 15 | 10 | 14
6906 | 288 | 10 | 15 | 18 | 0 | 0 | 0 | 0 | 1 | 0 | 0 | 1 | 0 | 0 | 0 | 0 | 0 | 0 | 0 | 10 | 15 | 10 | 14
6907 | 288 | 10 | 15 | 19 | 0 | 0 | 0 | 0 | 1 | 0 | 0 | 1 | 0 | 0 | 0 | 0 | 0 | 0 | 0 | 10 | 15 | 10 | 14
6908 | 288 | 10 | 15 | 20 | 0 | 0 | 0 | 0 | 1 | 0 | 0 | 1 | 0 | 0 | 0 | 0 | 0 | 0 | 0 | 10 | 15 | 10 | 14
6909 | 288 | 10 | 15 | 21 | 0 | 0 | 0 | 0 | 1 | 0 | 0 | 1 | 0 | 0 | 0 | 0 | 0 | 0 | 0 | 10 | 15 | 10 | 14
6910 | 288 | 10 | 15 | 22 | 0 | 0 | 0 | 0 | 1 | 0 | 0 | 1 | 0 | 0 | 0 | 0 | 0 | 0 | 0 | 10 | 15 | 10 | 14
6911 | 288 | 10 | 15 | 23 | 0 | 0 | 0 | 0 | 1 | 0 | 0 | 1 | 0 | 0 | 0 | 0 | 0 | 0 | 0 | 10 | 15 | 10 | 14
6912 | 288 | 10 | 15 | 24 | 0 | 0 | 0 | 0 | 1 | 0 | 0 | 1 | 0 | 0 | 0 | 0 | 0 | 0 | 0 | 10 | 15 | 10 | 14
6913 | 289 | 10 | 16 | 1 | 1 | 0 | 0 | 0 | 1 | 0 | 0 | 1 | 0 | 0 | 0 | 0 | 0 | 0 | 0 | 10 | 16 | 10 | 15
6914 | 289 | 10 | 16 | 2 | 1 | 0 | 0 | 0 | 1 | 0 | 0 | 1 | 0 | 0 | 0 | 0 | 0 | 0 | 0 | 10 | 16 | 10 | 15
6915 | 289 | 10 | 16 | 3 | 1 | 0 | 0 | 0 | 1 | 0 | 0 | 1 | 0 | 0 | 0 | 0 | 0 | 0 | 0 | 10 | 16 | 10 | 15
6916 | 289 | 10 | 16 | 4 | 1 | 0 | 0 | 0 | 1 | 0 | 0 | 1 | 0 | 0 | 0 | 0 | 0 | 0 | 0 | 10 | 16 | 10 | 15
6917 | 289 | 10 | 16 | 5 | 1 | 0 | 0 | 0 | 1 | 0 | 0 | 1 | 0 | 0 | 0 | 0 | 0 | 0 | 0 | 10 | 16 | 10 | 15
6918 | 289 | 10 | 16 | 6 | 1 | 0 | 0 | 0 | 1 | 0 | 0 | 1 | 0 | 0 | 0 | 0 | 0 | 0 | 0 | 10 | 16 | 10 | 15
6919 | 289 | 10 | 16 | 7 | 1 | 0 | 0 | 0 | 1 | 0 | 0 | 1 | 0 | 0 | 0 | 0 | 0 | 0 | 0 | 10 | 16 | 10 | 15
6920 | 289 | 10 | 16 | 8 | 1 | 0 | 0 | 0 | 1 | 0 | 0 | 1 | 0 | 0 | 0 | 0 | 0 | 0 | 0 | 10 | 16 | 10 | 15
6921 | 289 | 10 | 16 | 9 | 1 | 0 | 0 | 0 | 1 | 0 | 0 | 1 | 0 | 0 | 0 | 0 | 0 | 0 | 0 | 10 | 16 | 10 | 15
6922 | 289 | 10 | 16 | 10 | 1 | 0 | 0 | 0 | 1 | 0 | 0 | 1 | 0 | 0 | 0 | 0 | 0 | 0 | 0 | 10 | 16 | 10 | 15
6923 | 289 | 10 | 16 | 11 | 1 | 0 | 0 | 0 | 1 | 0 | 0 | 1 | 0 | 0 | 0 | 0 | 0 | 0 | 0 | 10 | 16 | 10 | 15
6924 | 289 | 10 | 16 | 12 | 1 | 0 | 0 | 0 | 1 | 0 | 0 | 1 | 0 | 0 | 0 | 0 | 0 | 0 | 0 | 10 | 16 | 10 | 15
6925 | 289 | 10 | 16 | 13 | 1 | 0 | 0 | 0 | 1 | 0 | 0 | 1 | 0 | 0 | 0 | 0 | 0 | 0 | 0 | 10 | 16 | 10 | 15
6926 | 289 | 10 | 16 | 14 | 1 | 0 | 0 | 0 | 1 | 0 | 0 | 1 | 0 | 0 | 0 | 0 | 0 | 0 | 0 | 10 | 16 | 10 | 15
6927 | 289 | 10 | 16 | 15 | 1 | 0 | 0 | 0 | 1 | 0 | 0 | 1 | 0 | 0 | 0 | 0 | 0 | 0 | 0 | 10 | 16 | 10 | 15
6928 | 289 | 10 | 16 | 16 | 1 | 0 | 0 | 0 | 1 | 0 | 0 | 1 | 0 | 0 | 0 | 0 | 0 | 0 | 0 | 10 | 16 | 10 | 15
6929 | 289 | 10 | 16 | 17 | 1 | 0 | 0 | 0 | 1 | 0 | 0 | 1 | 0 | 0 | 0 | 0 | 0 | 0 | 0 | 10 | 16 | 10 | 15
6930 | 289 | 10 | 16 | 18 | 1 | 0 | 0 | 0 | 1 | 0 | 0 | 1 | 0 | 0 | 0 | 0 | 0 | 0 | 0 | 10 | 16 | 10 | 15
6931 | 289 | 10 | 16 | 19 | 1 | 0 | 0 | 0 | 1 | 0 | 0 | 1 | 0 | 0 | 0 | 0 | 0 | 0 | 0 | 10 | 16 | 10 | 15
6932 | 289 | 10 | 16 | 20 | 1 | 0 | 0 | 0 | 1 | 0 | 0 | 1 | 0 | 0 | 0 | 0 | 0 | 0 | 0 | 10 | 16 | 10 | 15
6933 | 289 | 10 | 16 | 21 | 1 | 0 | 0 | 0 | 1 | 0 | 0 | 1 | 0 | 0 | 0 | 0 | 0 | 0 | 0 | 10 | 16 | 10 | 15
6934 | 289 | 10 | 16 | 22 | 1 | 0 | 0 | 0 | 1 | 0 | 0 | 1 | 0 | 0 | 0 | 0 | 0 | 0 | 0 | 10 | 16 | 10 | 15
6935 | 289 | 10 | 16 | 23 | 1 | 0 | 0 | 0 | 1 | 0 | 0 | 1 | 0 | 0 | 0 | 0 | 0 | 0 | 0 | 10 | 16 | 10 | 15
6936 | 289 | 10 | 16 | 24 | 1 | 0 | 0 | 0 | 1 | 0 | 0 | 1 | 0 | 0 | 0 | 0 | 0 | 0 | 0 | 10 | 16 | 10 | 15
6937 | 290 | 10 | 17 | 1 | 1 | 0 | 0 | 0 | 1 | 0 | 0 | 1 | 0 | 0 | 0 | 0 | 0 | 0 | 0 | 10 | 17 | 10 | 16
6938 | 290 | 10 | 17 | 2 | 1 | 0 | 0 | 0 | 1 | 0 | 0 | 1 | 0 | 0 | 0 | 0 | 0 | 0 | 0 | 10 | 17 | 10 | 16
6939 | 290 | 10 | 17 | 3 | 1 | 0 | 0 | 0 | 1 | 0 | 0 | 1 | 0 | 0 | 0 | 0 | 0 | 0 | 0 | 10 | 17 | 10 | 16
6940 | 290 | 10 | 17 | 4 | 1 | 0 | 0 | 0 | 1 | 0 | 0 | 1 | 0 | 0 | 0 | 0 | 0 | 0 | 0 | 10 | 17 | 10 | 16
6941 | 290 | 10 | 17 | 5 | 1 | 0 | 0 | 0 | 1 | 0 | 0 | 1 | 0 | 0 | 0 | 0 | 0 | 0 | 0 | 10 | 17 | 10 | 16
6942 | 290 | 10 | 17 | 6 | 1 | 0 | 0 | 0 | 1 | 0 | 0 | 1 | 0 | 0 | 0 | 0 | 0 | 0 | 0 | 10 | 17 | 10 | 16
6943 | 290 | 10 | 17 | 7 | 1 | 0 | 0 | 0 | 1 | 0 | 0 | 1 | 0 | 0 | 0 | 0 | 0 | 0 | 0 | 10 | 17 | 10 | 16
6944 | 290 | 10 | 17 | 8 | 1 | 0 | 0 | 0 | 1 | 0 | 0 | 1 | 0 | 0 | 0 | 0 | 0 | 0 | 0 | 10 | 17 | 10 | 16
6945 | 290 | 10 | 17 | 9 | 1 | 0 | 0 | 0 | 1 | 0 | 0 | 1 | 0 | 0 | 0 | 0 | 0 | 0 | 0 | 10 | 17 | 10 | 16
6946 | 290 | 10 | 17 | 10 | 1 | 0 | 0 | 0 | 1 | 0 | 0 | 1 | 0 | 0 | 0 | 0 | 0 | 0 | 0 | 10 | 17 | 10 | 16
6947 | 290 | 10 | 17 | 11 | 1 | 0 | 0 | 0 | 1 | 0 | 0 | 1 | 0 | 0 | 0 | 0 | 0 | 0 | 0 | 10 | 17 | 10 | 16
6948 | 290 | 10 | 17 | 12 | 1 | 0 | 0 | 0 | 1 | 0 | 0 | 1 | 0 | 0 | 0 | 0 | 0 | 0 | 0 | 10 | 17 | 10 | 16
6949 | 290 | 10 | 17 | 13 | 1 | 0 | 0 | 0 | 1 | 0 | 0 | 1 | 0 | 0 | 0 | 0 | 0 | 0 | 0 | 10 | 17 | 10 | 16
6950 | 290 | 10 | 17 | 14 | 1 | 0 | 0 | 0 | 1 | 0 | 0 | 1 | 0 | 0 | 0 | 0 | 0 | 0 | 0 | 10 | 17 | 10 | 16
6951 | 290 | 10 | 17 | 15 | 1 | 0 | 0 | 0 | 1 | 0 | 0 | 1 | 0 | 0 | 0 | 0 | 0 | 0 | 0 | 10 | 17 | 10 | 16
6952 | 290 | 10 | 17 | 16 | 1 | 0 | 0 | 0 | 1 | 0 | 0 | 1 | 0 | 0 | 0 | 0 | 0 | 0 | 0 | 10 | 17 | 10 | 16
6953 | 290 | 10 | 17 | 17 | 1 | 0 | 0 | 0 | 1 | 0 | 0 | 1 | 0 | 0 | 0 | 0 | 0 | 0 | 0 | 10 | 17 | 10 | 16
6954 | 290 | 10 | 17 | 18 | 1 | 0 | 0 | 0 | 1 | 0 | 0 | 1 | 0 | 0 | 0 | 0 | 0 | 0 | 0 | 10 | 17 | 10 | 16
6955 | 290 | 10 | 17 | 19 | 1 | 0 | 0 | 0 | 1 | 0 | 0 | 1 | 0 | 0 | 0 | 0 | 0 | 0 | 0 | 10 | 17 | 10 | 16
6956 | 290 | 10 | 17 | 20 | 1 | 0 | 0 | 0 | 1 | 0 | 0 | 1 | 0 | 0 | 0 | 0 | 0 | 0 | 0 | 10 | 17 | 10 | 16
6957 | 290 | 10 | 17 | 21 | 1 | 0 | 0 | 0 | 1 | 0 | 0 | 1 | 0 | 0 | 0 | 0 | 0 | 0 | 0 | 10 | 17 | 10 | 16
6958 | 290 | 10 | 17 | 22 | 1 | 0 | 0 | 0 | 1 | 0 | 0 | 1 | 0 | 0 | 0 | 0 | 0 | 0 | 0 | 10 | 17 | 10 | 16
6959 | 290 | 10 | 17 | 23 | 1 | 0 | 0 | 0 | 1 | 0 | 0 | 1 | 0 | 0 | 0 | 0 | 0 | 0 | 0 | 10 | 17 | 10 | 16
6960 | 290 | 10 | 17 | 24 | 1 | 0 | 0 | 0 | 1 | 0 | 0 | 1 | 0 | 0 | 0 | 0 | 0 | 0 | 0 | 10 | 17 | 10 | 16
6961 | 291 | 10 | 18 | 1 | 1 | 0 | 0 | 0 | 1 | 0 | 0 | 1 | 0 | 0 | 0 | 0 | 0 | 0 | 0 | 10 | 18 | 10 | 17
6962 | 291 | 10 | 18 | 2 | 1 | 0 | 0 | 0 | 1 | 0 | 0 | 1 | 0 | 0 | 0 | 0 | 0 | 0 | 0 | 10 | 18 | 10 | 17
6963 | 291 | 10 | 18 | 3 | 1 | 0 | 0 | 0 | 1 | 0 | 0 | 1 | 0 | 0 | 0 | 0 | 0 | 0 | 0 | 10 | 18 | 10 | 17
6964 | 291 | 10 | 18 | 4 | 1 | 0 | 0 | 0 | 1 | 0 | 0 | 1 | 0 | 0 | 0 | 0 | 0 | 0 | 0 | 10 | 18 | 10 | 17
6965 | 291 | 10 | 18 | 5 | 1 | 0 | 0 | 0 | 1 | 0 | 0 | 1 | 0 | 0 | 0 | 0 | 0 | 0 | 0 | 10 | 18 | 10 | 17
6966 | 291 | 10 | 18 | 6 | 1 | 0 | 0 | 0 | 1 | 0 | 0 | 1 | 0 | 0 | 0 | 0 | 0 | 0 | 0 | 10 | 18 | 10 | 17
6967 | 291 | 10 | 18 | 7 | 1 | 0 | 0 | 0 | 1 | 0 | 0 | 1 | 0 | 0 | 0 | 0 | 0 | 0 | 0 | 10 | 18 | 10 | 17
6968 | 291 | 10 | 18 | 8 | 1 | 0 | 0 | 0 | 1 | 0 | 0 | 1 | 0 | 0 | 0 | 0 | 0 | 0 | 0 | 10 | 18 | 10 | 17
6969 | 291 | 10 | 18 | 9 | 1 | 0 | 0 | 0 | 1 | 0 | 0 | 1 | 0 | 0 | 0 | 0 | 0 | 0 | 0 | 10 | 18 | 10 | 17
6970 | 291 | 10 | 18 | 10 | 1 | 0 | 0 | 0 | 1 | 0 | 0 | 1 | 0 | 0 | 0 | 0 | 0 | 0 | 0 | 10 | 18 | 10 | 17
6971 | 291 | 10 | 18 | 11 | 1 | 0 | 0 | 0 | 1 | 0 | 0 | 1 | 0 | 0 | 0 | 0 | 0 | 0 | 0 | 10 | 18 | 10 | 17
6972 | 291 | 10 | 18 | 12 | 1 | 0 | 0 | 0 | 1 | 0 | 0 | 1 | 0 | 0 | 0 | 0 | 0 | 0 | 0 | 10 | 18 | 10 | 17
6973 | 291 | 10 | 18 | 13 | 1 | 0 | 0 | 0 | 1 | 0 | 0 | 1 | 0 | 0 | 0 | 0 | 0 | 0 | 0 | 10 | 18 | 10 | 17
6974 | 291 | 10 | 18 | 14 | 1 | 0 | 0 | 0 | 1 | 0 | 0 | 1 | 0 | 0 | 0 | 0 | 0 | 0 | 0 | 10 | 18 | 10 | 17
6975 | 291 | 10 | 18 | 15 | 1 | 0 | 0 | 0 | 1 | 0 | 0 | 1 | 0 | 0 | 0 | 0 | 0 | 0 | 0 | 10 | 18 | 10 | 17
6976 | 291 | 10 | 18 | 16 | 1 | 0 | 0 | 0 | 1 | 0 | 0 | 1 | 0 | 0 | 0 | 0 | 0 | 0 | 0 | 10 | 18 | 10 | 17
6977 | 291 | 10 | 18 | 17 | 1 | 0 | 0 | 0 | 1 | 0 | 0 | 1 | 0 | 0 | 0 | 0 | 0 | 0 | 0 | 10 | 18 | 10 | 17
6978 | 291 | 10 | 18 | 18 | 1 | 0 | 0 | 0 | 1 | 0 | 0 | 1 | 0 | 0 | 0 | 0 | 0 | 0 | 0 | 10 | 18 | 10 | 17
6979 | 291 | 10 | 18 | 19 | 1 | 0 | 0 | 0 | 1 | 0 | 0 | 1 | 0 | 0 | 0 | 0 | 0 | 0 | 0 | 10 | 18 | 10 | 17
6980 | 291 | 10 | 18 | 20 | 1 | 0 | 0 | 0 | 1 | 0 | 0 | 1 | 0 | 0 | 0 | 0 | 0 | 0 | 0 | 10 | 18 | 10 | 17
6981 | 291 | 10 | 18 | 21 | 1 | 0 | 0 | 0 | 1 | 0 | 0 | 1 | 0 | 0 | 0 | 0 | 0 | 0 | 0 | 10 | 18 | 10 | 17
6982 | 291 | 10 | 18 | 22 | 1 | 0 | 0 | 0 | 1 | 0 | 0 | 1 | 0 | 0 | 0 | 0 | 0 | 0 | 0 | 10 | 18 | 10 | 17
6983 | 291 | 10 | 18 | 23 | 1 | 0 | 0 | 0 | 1 | 0 | 0 | 1 | 0 | 0 | 0 | 0 | 0 | 0 | 0 | 10 | 18 | 10 | 17
6984 | 291 | 10 | 18 | 24 | 1 | 0 | 0 | 0 | 1 | 0 | 0 | 1 | 0 | 0 | 0 | 0 | 0 | 0 | 0 | 10 | 18 | 10 | 17
6985 | 292 | 10 | 19 | 1 | 1 | 0 | 0 | 0 | 1 | 0 | 0 | 1 | 0 | 0 | 0 | 0 | 0 | 0 | 0 | 10 | 19 | 10 | 18
6986 | 292 | 10 | 19 | 2 | 1 | 0 | 0 | 0 | 1 | 0 | 0 | 1 | 0 | 0 | 0 | 0 | 0 | 0 | 0 | 10 | 19 | 10 | 18
6987 | 292 | 10 | 19 | 3 | 1 | 0 | 0 | 0 | 1 | 0 | 0 | 1 | 0 | 0 | 0 | 0 | 0 | 0 | 0 | 10 | 19 | 10 | 18
6988 | 292 | 10 | 19 | 4 | 1 | 0 | 0 | 0 | 1 | 0 | 0 | 1 | 0 | 0 | 0 | 0 | 0 | 0 | 0 | 10 | 19 | 10 | 18
6989 | 292 | 10 | 19 | 5 | 1 | 0 | 0 | 0 | 1 | 0 | 0 | 1 | 0 | 0 | 0 | 0 | 0 | 0 | 0 | 10 | 19 | 10 | 18
6990 | 292 | 10 | 19 | 6 | 1 | 0 | 0 | 0 | 1 | 0 | 0 | 1 | 0 | 0 | 0 | 0 | 0 | 0 | 0 | 10 | 19 | 10 | 18
6991 | 292 | 10 | 19 | 7 | 1 | 0 | 0 | 0 | 1 | 0 | 0 | 1 | 0 | 0 | 0 | 0 | 0 | 0 | 0 | 10 | 19 | 10 | 18
6992 | 292 | 10 | 19 | 8 | 1 | 0 | 0 | 0 | 1 | 0 | 0 | 1 | 0 | 0 | 0 | 0 | 0 | 0 | 0 | 10 | 19 | 10 | 18
6993 | 292 | 10 | 19 | 9 | 1 | 0 | 0 | 0 | 1 | 0 | 0 | 1 | 0 | 0 | 0 | 0 | 0 | 0 | 0 | 10 | 19 | 10 | 18
6994 | 292 | 10 | 19 | 10 | 1 | 0 | 0 | 0 | 1 | 0 | 0 | 1 | 0 | 0 | 0 | 0 | 0 | 0 | 0 | 10 | 19 | 10 | 18
6995 | 292 | 10 | 19 | 11 | 1 | 0 | 0 | 0 | 1 | 0 | 0 | 1 | 0 | 0 | 0 | 0 | 0 | 0 | 0 | 10 | 19 | 10 | 18
6996 | 292 | 10 | 19 | 12 | 1 | 0 | 0 | 0 | 1 | 0 | 0 | 1 | 0 | 0 | 0 | 0 | 0 | 0 | 0 | 10 | 19 | 10 | 18
6997 | 292 | 10 | 19 | 13 | 1 | 0 | 0 | 0 | 1 | 0 | 0 | 1 | 0 | 0 | 0 | 0 | 0 | 0 | 0 | 10 | 19 | 10 | 18
6998 | 292 | 10 | 19 | 14 | 1 | 0 | 0 | 0 | 1 | 0 | 0 | 1 | 0 | 0 | 0 | 0 | 0 | 0 | 0 | 10 | 19 | 10 | 18
6999 | 292 | 10 | 19 | 15 | 1 | 0 | 0 | 0 | 1 | 0 | 0 | 1 | 0 | 0 | 0 | 0 | 0 | 0 | 0 | 10 | 19 | 10 | 18
7000 | 292 | 10 | 19 | 16 | 1 | 0 | 0 | 0 | 1 | 0 | 0 | 1 | 0 | 0 | 0 | 0 | 0 | 0 | 0 | 10 | 19 | 10 | 18
7001 | 292 | 10 | 19 | 17 | 1 | 0 | 0 | 0 | 1 | 0 | 0 | 1 | 0 | 0 | 0 | 0 | 0 | 0 | 0 | 10 | 19 | 10 | 18
7002 | 292 | 10 | 19 | 18 | 1 | 0 | 0 | 0 | 1 | 0 | 0 | 1 | 0 | 0 | 0 | 0 | 0 | 0 | 0 | 10 | 19 | 10 | 18
7003 | 292 | 10 | 19 | 19 | 1 | 0 | 0 | 0 | 1 | 0 | 0 | 1 | 0 | 0 | 0 | 0 | 0 | 0 | 0 | 10 | 19 | 10 | 18
7004 | 292 | 10 | 19 | 20 | 1 | 0 | 0 | 0 | 1 | 0 | 0 | 1 | 0 | 0 | 0 | 0 | 0 | 0 | 0 | 10 | 19 | 10 | 18
7005 | 292 | 10 | 19 | 21 | 1 | 0 | 0 | 0 | 1 | 0 | 0 | 1 | 0 | 0 | 0 | 0 | 0 | 0 | 0 | 10 | 19 | 10 | 18
7006 | 292 | 10 | 19 | 22 | 1 | 0 | 0 | 0 | 1 | 0 | 0 | 1 | 0 | 0 | 0 | 0 | 0 | 0 | 0 | 10 | 19 | 10 | 18
7007 | 292 | 10 | 19 | 23 | 1 | 0 | 0 | 0 | 1 | 0 | 0 | 1 | 0 | 0 | 0 | 0 | 0 | 0 | 0 | 10 | 19 | 10 | 18
7008 | 292 | 10 | 19 | 24 | 1 | 0 | 0 | 0 | 1 | 0 | 0 | 1 | 0 | 0 | 0 | 0 | 0 | 0 | 0 | 10 | 19 | 10 | 18
7009 | 293 | 10 | 20 | 1 | 1 | 0 | 0 | 0 | 1 | 0 | 0 | 1 | 0 | 0 | 0 | 0 | 0 | 0 | 0 | 10 | 20 | 10 | 19
7010 | 293 | 10 | 20 | 2 | 1 | 0 | 0 | 0 | 1 | 0 | 0 | 1 | 0 | 0 | 0 | 0 | 0 | 0 | 0 | 10 | 20 | 10 | 19
7011 | 293 | 10 | 20 | 3 | 1 | 0 | 0 | 0 | 1 | 0 | 0 | 1 | 0 | 0 | 0 | 0 | 0 | 0 | 0 | 10 | 20 | 10 | 19
7012 | 293 | 10 | 20 | 4 | 1 | 0 | 0 | 0 | 1 | 0 | 0 | 1 | 0 | 0 | 0 | 0 | 0 | 0 | 0 | 10 | 20 | 10 | 19
7013 | 293 | 10 | 20 | 5 | 1 | 0 | 0 | 0 | 1 | 0 | 0 | 1 | 0 | 0 | 0 | 0 | 0 | 0 | 0 | 10 | 20 | 10 | 19
7014 | 293 | 10 | 20 | 6 | 1 | 0 | 0 | 0 | 1 | 0 | 0 | 1 | 0 | 0 | 0 | 0 | 0 | 0 | 0 | 10 | 20 | 10 | 19
7015 | 293 | 10 | 20 | 7 | 1 | 0 | 0 | 0 | 1 | 0 | 0 | 1 | 0 | 0 | 0 | 0 | 0 | 0 | 0 | 10 | 20 | 10 | 19
7016 | 293 | 10 | 20 | 8 | 1 | 0 | 0 | 0 | 1 | 0 | 0 | 1 | 0 | 0 | 0 | 0 | 0 | 0 | 0 | 10 | 20 | 10 | 19
7017 | 293 | 10 | 20 | 9 | 1 | 0 | 0 | 0 | 1 | 0 | 0 | 1 | 0 | 0 | 0 | 0 | 0 | 0 | 0 | 10 | 20 | 10 | 19
7018 | 293 | 10 | 20 | 10 | 1 | 0 | 0 | 0 | 1 | 0 | 0 | 1 | 0 | 0 | 0 | 0 | 0 | 0 | 0 | 10 | 20 | 10 | 19
7019 | 293 | 10 | 20 | 11 | 1 | 0 | 0 | 0 | 1 | 0 | 0 | 1 | 0 | 0 | 0 | 0 | 0 | 0 | 0 | 10 | 20 | 10 | 19
7020 | 293 | 10 | 20 | 12 | 1 | 0 | 0 | 0 | 1 | 0 | 0 | 1 | 0 | 0 | 0 | 0 | 0 | 0 | 0 | 10 | 20 | 10 | 19
7021 | 293 | 10 | 20 | 13 | 1 | 0 | 0 | 0 | 1 | 0 | 0 | 1 | 0 | 0 | 0 | 0 | 0 | 0 | 0 | 10 | 20 | 10 | 19
7022 | 293 | 10 | 20 | 14 | 1 | 0 | 0 | 0 | 1 | 0 | 0 | 1 | 0 | 0 | 0 | 0 | 0 | 0 | 0 | 10 | 20 | 10 | 19
7023 | 293 | 10 | 20 | 15 | 1 | 0 | 0 | 0 | 1 | 0 | 0 | 1 | 0 | 0 | 0 | 0 | 0 | 0 | 0 | 10 | 20 | 10 | 19
7024 | 293 | 10 | 20 | 16 | 1 | 0 | 0 | 0 | 1 | 0 | 0 | 1 | 0 | 0 | 0 | 0 | 0 | 0 | 0 | 10 | 20 | 10 | 19
7025 | 293 | 10 | 20 | 17 | 1 | 0 | 0 | 0 | 1 | 0 | 0 | 1 | 0 | 0 | 0 | 0 | 0 | 0 | 0 | 10 | 20 | 10 | 19
7026 | 293 | 10 | 20 | 18 | 1 | 0 | 0 | 0 | 1 | 0 | 0 | 1 | 0 | 0 | 0 | 0 | 0 | 0 | 0 | 10 | 20 | 10 | 19
7027 | 293 | 10 | 20 | 19 | 1 | 0 | 0 | 0 | 1 | 0 | 0 | 1 | 0 | 0 | 0 | 0 | 0 | 0 | 0 | 10 | 20 | 10 | 19
7028 | 293 | 10 | 20 | 20 | 1 | 0 | 0 | 0 | 1 | 0 | 0 | 1 | 0 | 0 | 0 | 0 | 0 | 0 | 0 | 10 | 20 | 10 | 19
7029 | 293 | 10 | 20 | 21 | 1 | 0 | 0 | 0 | 1 | 0 | 0 | 1 | 0 | 0 | 0 | 0 | 0 | 0 | 0 | 10 | 20 | 10 | 19
7030 | 293 | 10 | 20 | 22 | 1 | 0 | 0 | 0 | 1 | 0 | 0 | 1 | 0 | 0 | 0 | 0 | 0 | 0 | 0 | 10 | 20 | 10 | 19
7031 | 293 | 10 | 20 | 23 | 1 | 0 | 0 | 0 | 1 | 0 | 0 | 1 | 0 | 0 | 0 | 0 | 0 | 0 | 0 | 10 | 20 | 10 | 19
7032 | 293 | 10 | 20 | 24 | 1 | 0 | 0 | 0 | 1 | 0 | 0 | 1 | 0 | 0 | 0 | 0 | 0 | 0 | 0 | 10 | 20 | 10 | 19
7033 | 294 | 10 | 21 | 1 | 0 | 0 | 0 | 0 | 1 | 0 | 0 | 1 | 0 | 0 | 0 | 0 | 0 | 0 | 0 | 10 | 21 | 10 | 20
7034 | 294 | 10 | 21 | 2 | 0 | 0 | 0 | 0 | 1 | 0 | 0 | 1 | 0 | 0 | 0 | 0 | 0 | 0 | 0 | 10 | 21 | 10 | 20
7035 | 294 | 10 | 21 | 3 | 0 | 0 | 0 | 0 | 1 | 0 | 0 | 1 | 0 | 0 | 0 | 0 | 0 | 0 | 0 | 10 | 21 | 10 | 20
7036 | 294 | 10 | 21 | 4 | 0 | 0 | 0 | 0 | 1 | 0 | 0 | 1 | 0 | 0 | 0 | 0 | 0 | 0 | 0 | 10 | 21 | 10 | 20
7037 | 294 | 10 | 21 | 5 | 0 | 0 | 0 | 0 | 1 | 0 | 0 | 1 | 0 | 0 | 0 | 0 | 0 | 0 | 0 | 10 | 21 | 10 | 20
7038 | 294 | 10 | 21 | 6 | 0 | 0 | 0 | 0 | 1 | 0 | 0 | 1 | 0 | 0 | 0 | 0 | 0 | 0 | 0 | 10 | 21 | 10 | 20
7039 | 294 | 10 | 21 | 7 | 0 | 0 | 0 | 0 | 1 | 0 | 0 | 1 | 0 | 0 | 0 | 0 | 0 | 0 | 0 | 10 | 21 | 10 | 20
7040 | 294 | 10 | 21 | 8 | 0 | 0 | 0 | 0 | 1 | 0 | 0 | 1 | 0 | 0 | 0 | 0 | 0 | 0 | 0 | 10 | 21 | 10 | 20
7041 | 294 | 10 | 21 | 9 | 0 | 0 | 0 | 0 | 1 | 0 | 0 | 1 | 0 | 0 | 0 | 0 | 0 | 0 | 0 | 10 | 21 | 10 | 20
7042 | 294 | 10 | 21 | 10 | 0 | 0 | 0 | 0 | 1 | 0 | 0 | 1 | 0 | 0 | 0 | 0 | 0 | 0 | 0 | 10 | 21 | 10 | 20
7043 | 294 | 10 | 21 | 11 | 0 | 0 | 0 | 0 | 1 | 0 | 0 | 1 | 0 | 0 | 0 | 0 | 0 | 0 | 0 | 10 | 21 | 10 | 20
7044 | 294 | 10 | 21 | 12 | 0 | 0 | 0 | 0 | 1 | 0 | 0 | 1 | 0 | 0 | 0 | 0 | 0 | 0 | 0 | 10 | 21 | 10 | 20
7045 | 294 | 10 | 21 | 13 | 0 | 0 | 0 | 0 | 1 | 0 | 0 | 1 | 0 | 0 | 0 | 0 | 0 | 0 | 0 | 10 | 21 | 10 | 20
7046 | 294 | 10 | 21 | 14 | 0 | 0 | 0 | 0 | 1 | 0 | 0 | 1 | 0 | 0 | 0 | 0 | 0 | 0 | 0 | 10 | 21 | 10 | 20
7047 | 294 | 10 | 21 | 15 | 0 | 0 | 0 | 0 | 1 | 0 | 0 | 1 | 0 | 0 | 0 | 0 | 0 | 0 | 0 | 10 | 21 | 10 | 20
7048 | 294 | 10 | 21 | 16 | 0 | 0 | 0 | 0 | 1 | 0 | 0 | 1 | 0 | 0 | 0 | 0 | 0 | 0 | 0 | 10 | 21 | 10 | 20
7049 | 294 | 10 | 21 | 17 | 0 | 0 | 0 | 0 | 1 | 0 | 0 | 1 | 0 | 0 | 0 | 0 | 0 | 0 | 0 | 10 | 21 | 10 | 20
7050 | 294 | 10 | 21 | 18 | 0 | 0 | 0 | 0 | 1 | 0 | 0 | 1 | 0 | 0 | 0 | 0 | 0 | 0 | 0 | 10 | 21 | 10 | 20
7051 | 294 | 10 | 21 | 19 | 0 | 0 | 0 | 0 | 1 | 0 | 0 | 1 | 0 | 0 | 0 | 0 | 0 | 0 | 0 | 10 | 21 | 10 | 20
7052 | 294 | 10 | 21 | 20 | 0 | 0 | 0 | 0 | 1 | 0 | 0 | 1 | 0 | 0 | 0 | 0 | 0 | 0 | 0 | 10 | 21 | 10 | 20
7053 | 294 | 10 | 21 | 21 | 0 | 0 | 0 | 0 | 1 | 0 | 0 | 1 | 0 | 0 | 0 | 0 | 0 | 0 | 0 | 10 | 21 | 10 | 20
7054 | 294 | 10 | 21 | 22 | 0 | 0 | 0 | 0 | 1 | 0 | 0 | 1 | 0 | 0 | 0 | 0 | 0 | 0 | 0 | 10 | 21 | 10 | 20
7055 | 294 | 10 | 21 | 23 | 0 | 0 | 0 | 0 | 1 | 0 | 0 | 1 | 0 | 0 | 0 | 0 | 0 | 0 | 0 | 10 | 21 | 10 | 20
7056 | 294 | 10 | 21 | 24 | 0 | 0 | 0 | 0 | 1 | 0 | 0 | 1 | 0 | 0 | 0 | 0 | 0 | 0 | 0 | 10 | 21 | 10 | 20
7057 | 295 | 10 | 22 | 1 | 0 | 0 | 0 | 0 | 1 | 0 | 0 | 1 | 0 | 0 | 0 | 0 | 0 | 0 | 0 | 10 | 22 | 10 | 21
7058 | 295 | 10 | 22 | 2 | 0 | 0 | 0 | 0 | 1 | 0 | 0 | 1 | 0 | 0 | 0 | 0 | 0 | 0 | 0 | 10 | 22 | 10 | 21
7059 | 295 | 10 | 22 | 3 | 0 | 0 | 0 | 0 | 1 | 0 | 0 | 1 | 0 | 0 | 0 | 0 | 0 | 0 | 0 | 10 | 22 | 10 | 21
7060 | 295 | 10 | 22 | 4 | 0 | 0 | 0 | 0 | 1 | 0 | 0 | 1 | 0 | 0 | 0 | 0 | 0 | 0 | 0 | 10 | 22 | 10 | 21
7061 | 295 | 10 | 22 | 5 | 0 | 0 | 0 | 0 | 1 | 0 | 0 | 1 | 0 | 0 | 0 | 0 | 0 | 0 | 0 | 10 | 22 | 10 | 21
7062 | 295 | 10 | 22 | 6 | 0 | 0 | 0 | 0 | 1 | 0 | 0 | 1 | 0 | 0 | 0 | 0 | 0 | 0 | 0 | 10 | 22 | 10 | 21
7063 | 295 | 10 | 22 | 7 | 0 | 0 | 0 | 0 | 1 | 0 | 0 | 1 | 0 | 0 | 0 | 0 | 0 | 0 | 0 | 10 | 22 | 10 | 21
7064 | 295 | 10 | 22 | 8 | 0 | 0 | 0 | 0 | 1 | 0 | 0 | 1 | 0 | 0 | 0 | 0 | 0 | 0 | 0 | 10 | 22 | 10 | 21
7065 | 295 | 10 | 22 | 9 | 0 | 0 | 0 | 0 | 1 | 0 | 0 | 1 | 0 | 0 | 0 | 0 | 0 | 0 | 0 | 10 | 22 | 10 | 21
7066 | 295 | 10 | 22 | 10 | 0 | 0 | 0 | 0 | 1 | 0 | 0 | 1 | 0 | 0 | 0 | 0 | 0 | 0 | 0 | 10 | 22 | 10 | 21
7067 | 295 | 10 | 22 | 11 | 0 | 0 | 0 | 0 | 1 | 0 | 0 | 1 | 0 | 0 | 0 | 0 | 0 | 0 | 0 | 10 | 22 | 10 | 21
7068 | 295 | 10 | 22 | 12 | 0 | 0 | 0 | 0 | 1 | 0 | 0 | 1 | 0 | 0 | 0 | 0 | 0 | 0 | 0 | 10 | 22 | 10 | 21
7069 | 295 | 10 | 22 | 13 | 0 | 0 | 0 | 0 | 1 | 0 | 0 | 1 | 0 | 0 | 0 | 0 | 0 | 0 | 0 | 10 | 22 | 10 | 21
7070 | 295 | 10 | 22 | 14 | 0 | 0 | 0 | 0 | 1 | 0 | 0 | 1 | 0 | 0 | 0 | 0 | 0 | 0 | 0 | 10 | 22 | 10 | 21
7071 | 295 | 10 | 22 | 15 | 0 | 0 | 0 | 0 | 1 | 0 | 0 | 1 | 0 | 0 | 0 | 0 | 0 | 0 | 0 | 10 | 22 | 10 | 21
7072 | 295 | 10 | 22 | 16 | 0 | 0 | 0 | 0 | 1 | 0 | 0 | 1 | 0 | 0 | 0 | 0 | 0 | 0 | 0 | 10 | 22 | 10 | 21
7073 | 295 | 10 | 22 | 17 | 0 | 0 | 0 | 0 | 1 | 0 | 0 | 1 | 0 | 0 | 0 | 0 | 0 | 0 | 0 | 10 | 22 | 10 | 21
7074 | 295 | 10 | 22 | 18 | 0 | 0 | 0 | 0 | 1 | 0 | 0 | 1 | 0 | 0 | 0 | 0 | 0 | 0 | 0 | 10 | 22 | 10 | 21
7075 | 295 | 10 | 22 | 19 | 0 | 0 | 0 | 0 | 1 | 0 | 0 | 1 | 0 | 0 | 0 | 0 | 0 | 0 | 0 | 10 | 22 | 10 | 21
7076 | 295 | 10 | 22 | 20 | 0 | 0 | 0 | 0 | 1 | 0 | 0 | 1 | 0 | 0 | 0 | 0 | 0 | 0 | 0 | 10 | 22 | 10 | 21
7077 | 295 | 10 | 22 | 21 | 0 | 0 | 0 | 0 | 1 | 0 | 0 | 1 | 0 | 0 | 0 | 0 | 0 | 0 | 0 | 10 | 22 | 10 | 21
7078 | 295 | 10 | 22 | 22 | 0 | 0 | 0 | 0 | 1 | 0 | 0 | 1 | 0 | 0 | 0 | 0 | 0 | 0 | 0 | 10 | 22 | 10 | 21
7079 | 295 | 10 | 22 | 23 | 0 | 0 | 0 | 0 | 1 | 0 | 0 | 1 | 0 | 0 | 0 | 0 | 0 | 0 | 0 | 10 | 22 | 10 | 21
7080 | 295 | 10 | 22 | 24 | 0 | 0 | 0 | 0 | 1 | 0 | 0 | 1 | 0 | 0 | 0 | 0 | 0 | 0 | 0 | 10 | 22 | 10 | 21
7081 | 296 | 10 | 23 | 1 | 1 | 0 | 0 | 0 | 1 | 0 | 0 | 1 | 0 | 0 | 0 | 0 | 0 | 0 | 0 | 10 | 23 | 10 | 22
7082 | 296 | 10 | 23 | 2 | 1 | 0 | 0 | 0 | 1 | 0 | 0 | 1 | 0 | 0 | 0 | 0 | 0 | 0 | 0 | 10 | 23 | 10 | 22
7083 | 296 | 10 | 23 | 3 | 1 | 0 | 0 | 0 | 1 | 0 | 0 | 1 | 0 | 0 | 0 | 0 | 0 | 0 | 0 | 10 | 23 | 10 | 22
7084 | 296 | 10 | 23 | 4 | 1 | 0 | 0 | 0 | 1 | 0 | 0 | 1 | 0 | 0 | 0 | 0 | 0 | 0 | 0 | 10 | 23 | 10 | 22
7085 | 296 | 10 | 23 | 5 | 1 | 0 | 0 | 0 | 1 | 0 | 0 | 1 | 0 | 0 | 0 | 0 | 0 | 0 | 0 | 10 | 23 | 10 | 22
7086 | 296 | 10 | 23 | 6 | 1 | 0 | 0 | 0 | 1 | 0 | 0 | 1 | 0 | 0 | 0 | 0 | 0 | 0 | 0 | 10 | 23 | 10 | 22
7087 | 296 | 10 | 23 | 7 | 1 | 0 | 0 | 0 | 1 | 0 | 0 | 1 | 0 | 0 | 0 | 0 | 0 | 0 | 0 | 10 | 23 | 10 | 22
7088 | 296 | 10 | 23 | 8 | 1 | 0 | 0 | 0 | 1 | 0 | 0 | 1 | 0 | 0 | 0 | 0 | 0 | 0 | 0 | 10 | 23 | 10 | 22
7089 | 296 | 10 | 23 | 9 | 1 | 0 | 0 | 0 | 1 | 0 | 0 | 1 | 0 | 0 | 0 | 0 | 0 | 0 | 0 | 10 | 23 | 10 | 22
7090 | 296 | 10 | 23 | 10 | 1 | 0 | 0 | 0 | 1 | 0 | 0 | 1 | 0 | 0 | 0 | 0 | 0 | 0 | 0 | 10 | 23 | 10 | 22
7091 | 296 | 10 | 23 | 11 | 1 | 0 | 0 | 0 | 1 | 0 | 0 | 1 | 0 | 0 | 0 | 0 | 0 | 0 | 0 | 10 | 23 | 10 | 22
7092 | 296 | 10 | 23 | 12 | 1 | 0 | 0 | 0 | 1 | 0 | 0 | 1 | 0 | 0 | 0 | 0 | 0 | 0 | 0 | 10 | 23 | 10 | 22
7093 | 296 | 10 | 23 | 13 | 1 | 0 | 0 | 0 | 1 | 0 | 0 | 1 | 0 | 0 | 0 | 0 | 0 | 0 | 0 | 10 | 23 | 10 | 22
7094 | 296 | 10 | 23 | 14 | 1 | 0 | 0 | 0 | 1 | 0 | 0 | 1 | 0 | 0 | 0 | 0 | 0 | 0 | 0 | 10 | 23 | 10 | 22
7095 | 296 | 10 | 23 | 15 | 1 | 0 | 0 | 0 | 1 | 0 | 0 | 1 | 0 | 0 | 0 | 0 | 0 | 0 | 0 | 10 | 23 | 10 | 22
7096 | 296 | 10 | 23 | 16 | 1 | 0 | 0 | 0 | 1 | 0 | 0 | 1 | 0 | 0 | 0 | 0 | 0 | 0 | 0 | 10 | 23 | 10 | 22
7097 | 296 | 10 | 23 | 17 | 1 | 0 | 0 | 0 | 1 | 0 | 0 | 1 | 0 | 0 | 0 | 0 | 0 | 0 | 0 | 10 | 23 | 10 | 22
7098 | 296 | 10 | 23 | 18 | 1 | 0 | 0 | 0 | 1 | 0 | 0 | 1 | 0 | 0 | 0 | 0 | 0 | 0 | 0 | 10 | 23 | 10 | 22
7099 | 296 | 10 | 23 | 19 | 1 | 0 | 0 | 0 | 1 | 0 | 0 | 1 | 0 | 0 | 0 | 0 | 0 | 0 | 0 | 10 | 23 | 10 | 22
7100 | 296 | 10 | 23 | 20 | 1 | 0 | 0 | 0 | 1 | 0 | 0 | 1 | 0 | 0 | 0 | 0 | 0 | 0 | 0 | 10 | 23 | 10 | 22
7101 | 296 | 10 | 23 | 21 | 1 | 0 | 0 | 0 | 1 | 0 | 0 | 1 | 0 | 0 | 0 | 0 | 0 | 0 | 0 | 10 | 23 | 10 | 22
7102 | 296 | 10 | 23 | 22 | 1 | 0 | 0 | 0 | 1 | 0 | 0 | 1 | 0 | 0 | 0 | 0 | 0 | 0 | 0 | 10 | 23 | 10 | 22
7103 | 296 | 10 | 23 | 23 | 1 | 0 | 0 | 0 | 1 | 0 | 0 | 1 | 0 | 0 | 0 | 0 | 0 | 0 | 0 | 10 | 23 | 10 | 22
7104 | 296 | 10 | 23 | 24 | 1 | 0 | 0 | 0 | 1 | 0 | 0 | 1 | 0 | 0 | 0 | 0 | 0 | 0 | 0 | 10 | 23 | 10 | 22
7105 | 297 | 10 | 24 | 1 | 1 | 0 | 0 | 0 | 1 | 0 | 0 | 1 | 0 | 0 | 0 | 0 | 0 | 0 | 0 | 10 | 24 | 10 | 23
7106 | 297 | 10 | 24 | 2 | 1 | 0 | 0 | 0 | 1 | 0 | 0 | 1 | 0 | 0 | 0 | 0 | 0 | 0 | 0 | 10 | 24 | 10 | 23
7107 | 297 | 10 | 24 | 3 | 1 | 0 | 0 | 0 | 1 | 0 | 0 | 1 | 0 | 0 | 0 | 0 | 0 | 0 | 0 | 10 | 24 | 10 | 23
7108 | 297 | 10 | 24 | 4 | 1 | 0 | 0 | 0 | 1 | 0 | 0 | 1 | 0 | 0 | 0 | 0 | 0 | 0 | 0 | 10 | 24 | 10 | 23
7109 | 297 | 10 | 24 | 5 | 1 | 0 | 0 | 0 | 1 | 0 | 0 | 1 | 0 | 0 | 0 | 0 | 0 | 0 | 0 | 10 | 24 | 10 | 23
7110 | 297 | 10 | 24 | 6 | 1 | 0 | 0 | 0 | 1 | 0 | 0 | 1 | 0 | 0 | 0 | 0 | 0 | 0 | 0 | 10 | 24 | 10 | 23
7111 | 297 | 10 | 24 | 7 | 1 | 0 | 0 | 0 | 1 | 0 | 0 | 1 | 0 | 0 | 0 | 0 | 0 | 0 | 0 | 10 | 24 | 10 | 23
7112 | 297 | 10 | 24 | 8 | 1 | 0 | 0 | 0 | 1 | 0 | 0 | 1 | 0 | 0 | 0 | 0 | 0 | 0 | 0 | 10 | 24 | 10 | 23
7113 | 297 | 10 | 24 | 9 | 1 | 0 | 0 | 0 | 1 | 0 | 0 | 1 | 0 | 0 | 0 | 0 | 0 | 0 | 0 | 10 | 24 | 10 | 23
7114 | 297 | 10 | 24 | 10 | 1 | 0 | 0 | 0 | 1 | 0 | 0 | 1 | 0 | 0 | 0 | 0 | 0 | 0 | 0 | 10 | 24 | 10 | 23
7115 | 297 | 10 | 24 | 11 | 1 | 0 | 0 | 0 | 1 | 0 | 0 | 1 | 0 | 0 | 0 | 0 | 0 | 0 | 0 | 10 | 24 | 10 | 23
7116 | 297 | 10 | 24 | 12 | 1 | 0 | 0 | 0 | 1 | 0 | 0 | 1 | 0 | 0 | 0 | 0 | 0 | 0 | 0 | 10 | 24 | 10 | 23
7117 | 297 | 10 | 24 | 13 | 1 | 0 | 0 | 0 | 1 | 0 | 0 | 1 | 0 | 0 | 0 | 0 | 0 | 0 | 0 | 10 | 24 | 10 | 23
7118 | 297 | 10 | 24 | 14 | 1 | 0 | 0 | 0 | 1 | 0 | 0 | 1 | 0 | 0 | 0 | 0 | 0 | 0 | 0 | 10 | 24 | 10 | 23
7119 | 297 | 10 | 24 | 15 | 1 | 0 | 0 | 0 | 1 | 0 | 0 | 1 | 0 | 0 | 0 | 0 | 0 | 0 | 0 | 10 | 24 | 10 | 23
7120 | 297 | 10 | 24 | 16 | 1 | 0 | 0 | 0 | 1 | 0 | 0 | 1 | 0 | 0 | 0 | 0 | 0 | 0 | 0 | 10 | 24 | 10 | 23
7121 | 297 | 10 | 24 | 17 | 1 | 0 | 0 | 0 | 1 | 0 | 0 | 1 | 0 | 0 | 0 | 0 | 0 | 0 | 0 | 10 | 24 | 10 | 23
7122 | 297 | 10 | 24 | 18 | 1 | 0 | 0 | 0 | 1 | 0 | 0 | 1 | 0 | 0 | 0 | 0 | 0 | 0 | 0 | 10 | 24 | 10 | 23
7123 | 297 | 10 | 24 | 19 | 1 | 0 | 0 | 0 | 1 | 0 | 0 | 1 | 0 | 0 | 0 | 0 | 0 | 0 | 0 | 10 | 24 | 10 | 23
7124 | 297 | 10 | 24 | 20 | 1 | 0 | 0 | 0 | 1 | 0 | 0 | 1 | 0 | 0 | 0 | 0 | 0 | 0 | 0 | 10 | 24 | 10 | 23
7125 | 297 | 10 | 24 | 21 | 1 | 0 | 0 | 0 | 1 | 0 | 0 | 1 | 0 | 0 | 0 | 0 | 0 | 0 | 0 | 10 | 24 | 10 | 23
7126 | 297 | 10 | 24 | 22 | 1 | 0 | 0 | 0 | 1 | 0 | 0 | 1 | 0 | 0 | 0 | 0 | 0 | 0 | 0 | 10 | 24 | 10 | 23
7127 | 297 | 10 | 24 | 23 | 1 | 0 | 0 | 0 | 1 | 0 | 0 | 1 | 0 | 0 | 0 | 0 | 0 | 0 | 0 | 10 | 24 | 10 | 23
7128 | 297 | 10 | 24 | 24 | 1 | 0 | 0 | 0 | 1 | 0 | 0 | 1 | 0 | 0 | 0 | 0 | 0 | 0 | 0 | 10 | 24 | 10 | 23
7129 | 298 | 10 | 25 | 1 | 1 | 0 | 0 | 0 | 1 | 0 | 0 | 1 | 0 | 0 | 0 | 0 | 0 | 0 | 0 | 10 | 25 | 10 | 24
7130 | 298 | 10 | 25 | 2 | 1 | 0 | 0 | 0 | 1 | 0 | 0 | 1 | 0 | 0 | 0 | 0 | 0 | 0 | 0 | 10 | 25 | 10 | 24
7131 | 298 | 10 | 25 | 3 | 1 | 0 | 0 | 0 | 1 | 0 | 0 | 1 | 0 | 0 | 0 | 0 | 0 | 0 | 0 | 10 | 25 | 10 | 24
7132 | 298 | 10 | 25 | 4 | 1 | 0 | 0 | 0 | 1 | 0 | 0 | 1 | 0 | 0 | 0 | 0 | 0 | 0 | 0 | 10 | 25 | 10 | 24
7133 | 298 | 10 | 25 | 5 | 1 | 0 | 0 | 0 | 1 | 0 | 0 | 1 | 0 | 0 | 0 | 0 | 0 | 0 | 0 | 10 | 25 | 10 | 24
7134 | 298 | 10 | 25 | 6 | 1 | 0 | 0 | 0 | 1 | 0 | 0 | 1 | 0 | 0 | 0 | 0 | 0 | 0 | 0 | 10 | 25 | 10 | 24
7135 | 298 | 10 | 25 | 7 | 1 | 0 | 0 | 0 | 1 | 0 | 0 | 1 | 0 | 0 | 0 | 0 | 0 | 0 | 0 | 10 | 25 | 10 | 24
7136 | 298 | 10 | 25 | 8 | 1 | 0 | 0 | 0 | 1 | 0 | 0 | 1 | 0 | 0 | 0 | 0 | 0 | 0 | 0 | 10 | 25 | 10 | 24
7137 | 298 | 10 | 25 | 9 | 1 | 0 | 0 | 0 | 1 | 0 | 0 | 1 | 0 | 0 | 0 | 0 | 0 | 0 | 0 | 10 | 25 | 10 | 24
7138 | 298 | 10 | 25 | 10 | 1 | 0 | 0 | 0 | 1 | 0 | 0 | 1 | 0 | 0 | 0 | 0 | 0 | 0 | 0 | 10 | 25 | 10 | 24
7139 | 298 | 10 | 25 | 11 | 1 | 0 | 0 | 0 | 1 | 0 | 0 | 1 | 0 | 0 | 0 | 0 | 0 | 0 | 0 | 10 | 25 | 10 | 24
7140 | 298 | 10 | 25 | 12 | 1 | 0 | 0 | 0 | 1 | 0 | 0 | 1 | 0 | 0 | 0 | 0 | 0 | 0 | 0 | 10 | 25 | 10 | 24
7141 | 298 | 10 | 25 | 13 | 1 | 0 | 0 | 0 | 1 | 0 | 0 | 1 | 0 | 0 | 0 | 0 | 0 | 0 | 0 | 10 | 25 | 10 | 24
7142 | 298 | 10 | 25 | 14 | 1 | 0 | 0 | 0 | 1 | 0 | 0 | 1 | 0 | 0 | 0 | 0 | 0 | 0 | 0 | 10 | 25 | 10 | 24
7143 | 298 | 10 | 25 | 15 | 1 | 0 | 0 | 0 | 1 | 0 | 0 | 1 | 0 | 0 | 0 | 0 | 0 | 0 | 0 | 10 | 25 | 10 | 24
7144 | 298 | 10 | 25 | 16 | 1 | 0 | 0 | 0 | 1 | 0 | 0 | 1 | 0 | 0 | 0 | 0 | 0 | 0 | 0 | 10 | 25 | 10 | 24
7145 | 298 | 10 | 25 | 17 | 1 | 0 | 0 | 0 | 1 | 0 | 0 | 1 | 0 | 0 | 0 | 0 | 0 | 0 | 0 | 10 | 25 | 10 | 24
7146 | 298 | 10 | 25 | 18 | 1 | 0 | 0 | 0 | 1 | 0 | 0 | 1 | 0 | 0 | 0 | 0 | 0 | 0 | 0 | 10 | 25 | 10 | 24
7147 | 298 | 10 | 25 | 19 | 1 | 0 | 0 | 0 | 1 | 0 | 0 | 1 | 0 | 0 | 0 | 0 | 0 | 0 | 0 | 10 | 25 | 10 | 24
7148 | 298 | 10 | 25 | 20 | 1 | 0 | 0 | 0 | 1 | 0 | 0 | 1 | 0 | 0 | 0 | 0 | 0 | 0 | 0 | 10 | 25 | 10 | 24
7149 | 298 | 10 | 25 | 21 | 1 | 0 | 0 | 0 | 1 | 0 | 0 | 1 | 0 | 0 | 0 | 0 | 0 | 0 | 0 | 10 | 25 | 10 | 24
7150 | 298 | 10 | 25 | 22 | 1 | 0 | 0 | 0 | 1 | 0 | 0 | 1 | 0 | 0 | 0 | 0 | 0 | 0 | 0 | 10 | 25 | 10 | 24
7151 | 298 | 10 | 25 | 23 | 1 | 0 | 0 | 0 | 1 | 0 | 0 | 1 | 0 | 0 | 0 | 0 | 0 | 0 | 0 | 10 | 25 | 10 | 24
7152 | 298 | 10 | 25 | 24 | 1 | 0 | 0 | 0 | 1 | 0 | 0 | 1 | 0 | 0 | 0 | 0 | 0 | 0 | 0 | 10 | 25 | 10 | 24
7153 | 299 | 10 | 26 | 1 | 1 | 0 | 0 | 0 | 1 | 0 | 0 | 1 | 0 | 0 | 0 | 0 | 0 | 0 | 0 | 10 | 26 | 10 | 25
7154 | 299 | 10 | 26 | 2 | 1 | 0 | 0 | 0 | 1 | 0 | 0 | 1 | 0 | 0 | 0 | 0 | 0 | 0 | 0 | 10 | 26 | 10 | 25
7155 | 299 | 10 | 26 | 3 | 1 | 0 | 0 | 0 | 1 | 0 | 0 | 1 | 0 | 0 | 0 | 0 | 0 | 0 | 0 | 10 | 26 | 10 | 25
7156 | 299 | 10 | 26 | 4 | 1 | 0 | 0 | 0 | 1 | 0 | 0 | 1 | 0 | 0 | 0 | 0 | 0 | 0 | 0 | 10 | 26 | 10 | 25
7157 | 299 | 10 | 26 | 5 | 1 | 0 | 0 | 0 | 1 | 0 | 0 | 1 | 0 | 0 | 0 | 0 | 0 | 0 | 0 | 10 | 26 | 10 | 25
7158 | 299 | 10 | 26 | 6 | 1 | 0 | 0 | 0 | 1 | 0 | 0 | 1 | 0 | 0 | 0 | 0 | 0 | 0 | 0 | 10 | 26 | 10 | 25
7159 | 299 | 10 | 26 | 7 | 1 | 0 | 0 | 0 | 1 | 0 | 0 | 1 | 0 | 0 | 0 | 0 | 0 | 0 | 0 | 10 | 26 | 10 | 25
7160 | 299 | 10 | 26 | 8 | 1 | 0 | 0 | 0 | 1 | 0 | 0 | 1 | 0 | 0 | 0 | 0 | 0 | 0 | 0 | 10 | 26 | 10 | 25
7161 | 299 | 10 | 26 | 9 | 1 | 0 | 0 | 0 | 1 | 0 | 0 | 1 | 0 | 0 | 0 | 0 | 0 | 0 | 0 | 10 | 26 | 10 | 25
7162 | 299 | 10 | 26 | 10 | 1 | 0 | 0 | 0 | 1 | 0 | 0 | 1 | 0 | 0 | 0 | 0 | 0 | 0 | 0 | 10 | 26 | 10 | 25
7163 | 299 | 10 | 26 | 11 | 1 | 0 | 0 | 0 | 1 | 0 | 0 | 1 | 0 | 0 | 0 | 0 | 0 | 0 | 0 | 10 | 26 | 10 | 25
7164 | 299 | 10 | 26 | 12 | 1 | 0 | 0 | 0 | 1 | 0 | 0 | 1 | 0 | 0 | 0 | 0 | 0 | 0 | 0 | 10 | 26 | 10 | 25
7165 | 299 | 10 | 26 | 13 | 1 | 0 | 0 | 0 | 1 | 0 | 0 | 1 | 0 | 0 | 0 | 0 | 0 | 0 | 0 | 10 | 26 | 10 | 25
7166 | 299 | 10 | 26 | 14 | 1 | 0 | 0 | 0 | 1 | 0 | 0 | 1 | 0 | 0 | 0 | 0 | 0 | 0 | 0 | 10 | 26 | 10 | 25
7167 | 299 | 10 | 26 | 15 | 1 | 0 | 0 | 0 | 1 | 0 | 0 | 1 | 0 | 0 | 0 | 0 | 0 | 0 | 0 | 10 | 26 | 10 | 25
7168 | 299 | 10 | 26 | 16 | 1 | 0 | 0 | 0 | 1 | 0 | 0 | 1 | 0 | 0 | 0 | 0 | 0 | 0 | 0 | 10 | 26 | 10 | 25
7169 | 299 | 10 | 26 | 17 | 1 | 0 | 0 | 0 | 1 | 0 | 0 | 1 | 0 | 0 | 0 | 0 | 0 | 0 | 0 | 10 | 26 | 10 | 25
7170 | 299 | 10 | 26 | 18 | 1 | 0 | 0 | 0 | 1 | 0 | 0 | 1 | 0 | 0 | 0 | 0 | 0 | 0 | 0 | 10 | 26 | 10 | 25
7171 | 299 | 10 | 26 | 19 | 1 | 0 | 0 | 0 | 1 | 0 | 0 | 1 | 0 | 0 | 0 | 0 | 0 | 0 | 0 | 10 | 26 | 10 | 25
7172 | 299 | 10 | 26 | 20 | 1 | 0 | 0 | 0 | 1 | 0 | 0 | 1 | 0 | 0 | 0 | 0 | 0 | 0 | 0 | 10 | 26 | 10 | 25
7173 | 299 | 10 | 26 | 21 | 1 | 0 | 0 | 0 | 1 | 0 | 0 | 1 | 0 | 0 | 0 | 0 | 0 | 0 | 0 | 10 | 26 | 10 | 25
7174 | 299 | 10 | 26 | 22 | 1 | 0 | 0 | 0 | 1 | 0 | 0 | 1 | 0 | 0 | 0 | 0 | 0 | 0 | 0 | 10 | 26 | 10 | 25
7175 | 299 | 10 | 26 | 23 | 1 | 0 | 0 | 0 | 1 | 0 | 0 | 1 | 0 | 0 | 0 | 0 | 0 | 0 | 0 | 10 | 26 | 10 | 25
7176 | 299 | 10 | 26 | 24 | 1 | 0 | 0 | 0 | 1 | 0 | 0 | 1 | 0 | 0 | 0 | 0 | 0 | 0 | 0 | 10 | 26 | 10 | 25
7177 | 300 | 10 | 27 | 1 | 1 | 0 | 0 | 0 | 1 | 0 | 0 | 1 | 0 | 0 | 0 | 0 | 0 | 0 | 0 | 10 | 27 | 10 | 26
7178 | 300 | 10 | 27 | 2 | 1 | 0 | 0 | 0 | 1 | 0 | 0 | 1 | 0 | 0 | 0 | 0 | 0 | 0 | 0 | 10 | 27 | 10 | 26
7179 | 300 | 10 | 27 | 3 | 1 | 0 | 0 | 0 | 1 | 0 | 0 | 1 | 0 | 0 | 0 | 0 | 0 | 0 | 0 | 10 | 27 | 10 | 26
7180 | 300 | 10 | 27 | 4 | 1 | 0 | 0 | 0 | 1 | 0 | 0 | 1 | 0 | 0 | 0 | 0 | 0 | 0 | 0 | 10 | 27 | 10 | 26
7181 | 300 | 10 | 27 | 5 | 1 | 0 | 0 | 0 | 1 | 0 | 0 | 1 | 0 | 0 | 0 | 0 | 0 | 0 | 0 | 10 | 27 | 10 | 26
7182 | 300 | 10 | 27 | 6 | 1 | 0 | 0 | 0 | 1 | 0 | 0 | 1 | 0 | 0 | 0 | 0 | 0 | 0 | 0 | 10 | 27 | 10 | 26
7183 | 300 | 10 | 27 | 7 | 1 | 0 | 0 | 0 | 1 | 0 | 0 | 1 | 0 | 0 | 0 | 0 | 0 | 0 | 0 | 10 | 27 | 10 | 26
7184 | 300 | 10 | 27 | 8 | 1 | 0 | 0 | 0 | 1 | 0 | 0 | 1 | 0 | 0 | 0 | 0 | 0 | 0 | 0 | 10 | 27 | 10 | 26
7185 | 300 | 10 | 27 | 9 | 1 | 0 | 0 | 0 | 1 | 0 | 0 | 1 | 0 | 0 | 0 | 0 | 0 | 0 | 0 | 10 | 27 | 10 | 26
7186 | 300 | 10 | 27 | 10 | 1 | 0 | 0 | 0 | 1 | 0 | 0 | 1 | 0 | 0 | 0 | 0 | 0 | 0 | 0 | 10 | 27 | 10 | 26
7187 | 300 | 10 | 27 | 11 | 1 | 0 | 0 | 0 | 1 | 0 | 0 | 1 | 0 | 0 | 0 | 0 | 0 | 0 | 0 | 10 | 27 | 10 | 26
7188 | 300 | 10 | 27 | 12 | 1 | 0 | 0 | 0 | 1 | 0 | 0 | 1 | 0 | 0 | 0 | 0 | 0 | 0 | 0 | 10 | 27 | 10 | 26
7189 | 300 | 10 | 27 | 13 | 1 | 0 | 0 | 0 | 1 | 0 | 0 | 1 | 0 | 0 | 0 | 0 | 0 | 0 | 0 | 10 | 27 | 10 | 26
7190 | 300 | 10 | 27 | 14 | 1 | 0 | 0 | 0 | 1 | 0 | 0 | 1 | 0 | 0 | 0 | 0 | 0 | 0 | 0 | 10 | 27 | 10 | 26
7191 | 300 | 10 | 27 | 15 | 1 | 0 | 0 | 0 | 1 | 0 | 0 | 1 | 0 | 0 | 0 | 0 | 0 | 0 | 0 | 10 | 27 | 10 | 26
7192 | 300 | 10 | 27 | 16 | 1 | 0 | 0 | 0 | 1 | 0 | 0 | 1 | 0 | 0 | 0 | 0 | 0 | 0 | 0 | 10 | 27 | 10 | 26
7193 | 300 | 10 | 27 | 17 | 1 | 0 | 0 | 0 | 1 | 0 | 0 | 1 | 0 | 0 | 0 | 0 | 0 | 0 | 0 | 10 | 27 | 10 | 26
7194 | 300 | 10 | 27 | 18 | 1 | 0 | 0 | 0 | 1 | 0 | 0 | 1 | 0 | 0 | 0 | 0 | 0 | 0 | 0 | 10 | 27 | 10 | 26
7195 | 300 | 10 | 27 | 19 | 1 | 0 | 0 | 0 | 1 | 0 | 0 | 1 | 0 | 0 | 0 | 0 | 0 | 0 | 0 | 10 | 27 | 10 | 26
7196 | 300 | 10 | 27 | 20 | 1 | 0 | 0 | 0 | 1 | 0 | 0 | 1 | 0 | 0 | 0 | 0 | 0 | 0 | 0 | 10 | 27 | 10 | 26
7197 | 300 | 10 | 27 | 21 | 1 | 0 | 0 | 0 | 1 | 0 | 0 | 1 | 0 | 0 | 0 | 0 | 0 | 0 | 0 | 10 | 27 | 10 | 26
7198 | 300 | 10 | 27 | 22 | 1 | 0 | 0 | 0 | 1 | 0 | 0 | 1 | 0 | 0 | 0 | 0 | 0 | 0 | 0 | 10 | 27 | 10 | 26
7199 | 300 | 10 | 27 | 23 | 1 | 0 | 0 | 0 | 1 | 0 | 0 | 1 | 0 | 0 | 0 | 0 | 0 | 0 | 0 | 10 | 27 | 10 | 26
7200 | 300 | 10 | 27 | 24 | 1 | 0 | 0 | 0 | 1 | 0 | 0 | 1 | 0 | 0 | 0 | 0 | 0 | 0 | 0 | 10 | 27 | 10 | 26
7201 | 301 | 10 | 28 | 1 | 0 | 0 | 0 | 0 | 1 | 0 | 0 | 1 | 0 | 0 | 0 | 0 | 0 | 0 | 0 | 10 | 28 | 10 | 27
7202 | 301 | 10 | 28 | 2 | 0 | 0 | 0 | 0 | 1 | 0 | 0 | 1 | 0 | 0 | 0 | 0 | 0 | 0 | 0 | 10 | 28 | 10 | 27
7203 | 301 | 10 | 28 | 3 | 0 | 0 | 0 | 0 | 1 | 0 | 0 | 1 | 0 | 0 | 0 | 0 | 0 | 0 | 0 | 10 | 28 | 10 | 27
7204 | 301 | 10 | 28 | 4 | 0 | 0 | 0 | 0 | 1 | 0 | 0 | 1 | 0 | 0 | 0 | 0 | 0 | 0 | 0 | 10 | 28 | 10 | 27
7205 | 301 | 10 | 28 | 5 | 0 | 0 | 0 | 0 | 1 | 0 | 0 | 1 | 0 | 0 | 0 | 0 | 0 | 0 | 0 | 10 | 28 | 10 | 27
7206 | 301 | 10 | 28 | 6 | 0 | 0 | 0 | 0 | 1 | 0 | 0 | 1 | 0 | 0 | 0 | 0 | 0 | 0 | 0 | 10 | 28 | 10 | 27
7207 | 301 | 10 | 28 | 7 | 0 | 0 | 0 | 0 | 1 | 0 | 0 | 1 | 0 | 0 | 0 | 0 | 0 | 0 | 0 | 10 | 28 | 10 | 27
7208 | 301 | 10 | 28 | 8 | 0 | 0 | 0 | 0 | 1 | 0 | 0 | 1 | 0 | 0 | 0 | 0 | 0 | 0 | 0 | 10 | 28 | 10 | 27
7209 | 301 | 10 | 28 | 9 | 0 | 0 | 0 | 0 | 1 | 0 | 0 | 1 | 0 | 0 | 0 | 0 | 0 | 0 | 0 | 10 | 28 | 10 | 27
7210 | 301 | 10 | 28 | 10 | 0 | 0 | 0 | 0 | 1 | 0 | 0 | 1 | 0 | 0 | 0 | 0 | 0 | 0 | 0 | 10 | 28 | 10 | 27
7211 | 301 | 10 | 28 | 11 | 0 | 0 | 0 | 0 | 1 | 0 | 0 | 1 | 0 | 0 | 0 | 0 | 0 | 0 | 0 | 10 | 28 | 10 | 27
7212 | 301 | 10 | 28 | 12 | 0 | 0 | 0 | 0 | 1 | 0 | 0 | 1 | 0 | 0 | 0 | 0 | 0 | 0 | 0 | 10 | 28 | 10 | 27
7213 | 301 | 10 | 28 | 13 | 0 | 0 | 0 | 0 | 1 | 0 | 0 | 1 | 0 | 0 | 0 | 0 | 0 | 0 | 0 | 10 | 28 | 10 | 27
7214 | 301 | 10 | 28 | 14 | 0 | 0 | 0 | 0 | 1 | 0 | 0 | 1 | 0 | 0 | 0 | 0 | 0 | 0 | 0 | 10 | 28 | 10 | 27
7215 | 301 | 10 | 28 | 15 | 0 | 0 | 0 | 0 | 1 | 0 | 0 | 1 | 0 | 0 | 0 | 0 | 0 | 0 | 0 | 10 | 28 | 10 | 27
7216 | 301 | 10 | 28 | 16 | 0 | 0 | 0 | 0 | 1 | 0 | 0 | 1 | 0 | 0 | 0 | 0 | 0 | 0 | 0 | 10 | 28 | 10 | 27
7217 | 301 | 10 | 28 | 17 | 0 | 0 | 0 | 0 | 1 | 0 | 0 | 1 | 0 | 0 | 0 | 0 | 0 | 0 | 0 | 10 | 28 | 10 | 27
7218 | 301 | 10 | 28 | 18 | 0 | 0 | 0 | 0 | 1 | 0 | 0 | 1 | 0 | 0 | 0 | 0 | 0 | 0 | 0 | 10 | 28 | 10 | 27
7219 | 301 | 10 | 28 | 19 | 0 | 0 | 0 | 0 | 1 | 0 | 0 | 1 | 0 | 0 | 0 | 0 | 0 | 0 | 0 | 10 | 28 | 10 | 27
7220 | 301 | 10 | 28 | 20 | 0 | 0 | 0 | 0 | 1 | 0 | 0 | 1 | 0 | 0 | 0 | 0 | 0 | 0 | 0 | 10 | 28 | 10 | 27
7221 | 301 | 10 | 28 | 21 | 0 | 0 | 0 | 0 | 1 | 0 | 0 | 1 | 0 | 0 | 0 | 0 | 0 | 0 | 0 | 10 | 28 | 10 | 27
7222 | 301 | 10 | 28 | 22 | 0 | 0 | 0 | 0 | 1 | 0 | 0 | 1 | 0 | 0 | 0 | 0 | 0 | 0 | 0 | 10 | 28 | 10 | 27
7223 | 301 | 10 | 28 | 23 | 0 | 0 | 0 | 0 | 1 | 0 | 0 | 1 | 0 | 0 | 0 | 0 | 0 | 0 | 0 | 10 | 28 | 10 | 27
7224 | 301 | 10 | 28 | 24 | 0 | 0 | 0 | 0 | 1 | 0 | 0 | 1 | 0 | 0 | 0 | 0 | 0 | 0 | 0 | 10 | 28 | 10 | 27
7225 | 302 | 10 | 29 | 1 | 0 | 0 | 0 | 0 | 1 | 0 | 0 | 1 | 0 | 0 | 0 | 0 | 0 | 0 | 0 | 10 | 29 | 10 | 28
7226 | 302 | 10 | 29 | 2 | 0 | 0 | 0 | 0 | 1 | 0 | 0 | 1 | 0 | 0 | 0 | 0 | 0 | 0 | 0 | 10 | 29 | 10 | 28
7227 | 302 | 10 | 29 | 3 | 0 | 0 | 0 | 0 | 1 | 0 | 0 | 1 | 0 | 0 | 0 | 0 | 0 | 0 | 0 | 10 | 29 | 10 | 28
7228 | 302 | 10 | 29 | 4 | 0 | 0 | 0 | 0 | 1 | 0 | 0 | 1 | 0 | 0 | 0 | 0 | 0 | 0 | 0 | 10 | 29 | 10 | 28
7229 | 302 | 10 | 29 | 5 | 0 | 0 | 0 | 0 | 1 | 0 | 0 | 1 | 0 | 0 | 0 | 0 | 0 | 0 | 0 | 10 | 29 | 10 | 28
7230 | 302 | 10 | 29 | 6 | 0 | 0 | 0 | 0 | 1 | 0 | 0 | 1 | 0 | 0 | 0 | 0 | 0 | 0 | 0 | 10 | 29 | 10 | 28
7231 | 302 | 10 | 29 | 7 | 0 | 0 | 0 | 0 | 1 | 0 | 0 | 1 | 0 | 0 | 0 | 0 | 0 | 0 | 0 | 10 | 29 | 10 | 28
7232 | 302 | 10 | 29 | 8 | 0 | 0 | 0 | 0 | 1 | 0 | 0 | 1 | 0 | 0 | 0 | 0 | 0 | 0 | 0 | 10 | 29 | 10 | 28
7233 | 302 | 10 | 29 | 9 | 0 | 0 | 0 | 0 | 1 | 0 | 0 | 1 | 0 | 0 | 0 | 0 | 0 | 0 | 0 | 10 | 29 | 10 | 28
7234 | 302 | 10 | 29 | 10 | 0 | 0 | 0 | 0 | 1 | 0 | 0 | 1 | 0 | 0 | 0 | 0 | 0 | 0 | 0 | 10 | 29 | 10 | 28
7235 | 302 | 10 | 29 | 11 | 0 | 0 | 0 | 0 | 1 | 0 | 0 | 1 | 0 | 0 | 0 | 0 | 0 | 0 | 0 | 10 | 29 | 10 | 28
7236 | 302 | 10 | 29 | 12 | 0 | 0 | 0 | 0 | 1 | 0 | 0 | 1 | 0 | 0 | 0 | 0 | 0 | 0 | 0 | 10 | 29 | 10 | 28
7237 | 302 | 10 | 29 | 13 | 0 | 0 | 0 | 0 | 1 | 0 | 0 | 1 | 0 | 0 | 0 | 0 | 0 | 0 | 0 | 10 | 29 | 10 | 28
7238 | 302 | 10 | 29 | 14 | 0 | 0 | 0 | 0 | 1 | 0 | 0 | 1 | 0 | 0 | 0 | 0 | 0 | 0 | 0 | 10 | 29 | 10 | 28
7239 | 302 | 10 | 29 | 15 | 0 | 0 | 0 | 0 | 1 | 0 | 0 | 1 | 0 | 0 | 0 | 0 | 0 | 0 | 0 | 10 | 29 | 10 | 28
7240 | 302 | 10 | 29 | 16 | 0 | 0 | 0 | 0 | 1 | 0 | 0 | 1 | 0 | 0 | 0 | 0 | 0 | 0 | 0 | 10 | 29 | 10 | 28
7241 | 302 | 10 | 29 | 17 | 0 | 0 | 0 | 0 | 1 | 0 | 0 | 1 | 0 | 0 | 0 | 0 | 0 | 0 | 0 | 10 | 29 | 10 | 28
7242 | 302 | 10 | 29 | 18 | 0 | 0 | 0 | 0 | 1 | 0 | 0 | 1 | 0 | 0 | 0 | 0 | 0 | 0 | 0 | 10 | 29 | 10 | 28
7243 | 302 | 10 | 29 | 19 | 0 | 0 | 0 | 0 | 1 | 0 | 0 | 1 | 0 | 0 | 0 | 0 | 0 | 0 | 0 | 10 | 29 | 10 | 28
7244 | 302 | 10 | 29 | 20 | 0 | 0 | 0 | 0 | 1 | 0 | 0 | 1 | 0 | 0 | 0 | 0 | 0 | 0 | 0 | 10 | 29 | 10 | 28
7245 | 302 | 10 | 29 | 21 | 0 | 0 | 0 | 0 | 1 | 0 | 0 | 1 | 0 | 0 | 0 | 0 | 0 | 0 | 0 | 10 | 29 | 10 | 28
7246 | 302 | 10 | 29 | 22 | 0 | 0 | 0 | 0 | 1 | 0 | 0 | 1 | 0 | 0 | 0 | 0 | 0 | 0 | 0 | 10 | 29 | 10 | 28
7247 | 302 | 10 | 29 | 23 | 0 | 0 | 0 | 0 | 1 | 0 | 0 | 1 | 0 | 0 | 0 | 0 | 0 | 0 | 0 | 10 | 29 | 10 | 28
7248 | 302 | 10 | 29 | 24 | 0 | 0 | 0 | 0 | 1 | 0 | 0 | 1 | 0 | 0 | 0 | 0 | 0 | 0 | 0 | 10 | 29 | 10 | 28
7249 | 303 | 10 | 30 | 1 | 1 | 0 | 0 | 0 | 1 | 0 | 0 | 1 | 0 | 0 | 0 | 0 | 0 | 0 | 0 | 10 | 30 | 10 | 29
7250 | 303 | 10 | 30 | 2 | 1 | 0 | 0 | 0 | 1 | 0 | 0 | 1 | 0 | 0 | 0 | 0 | 0 | 0 | 0 | 10 | 30 | 10 | 29
7251 | 303 | 10 | 30 | 3 | 1 | 0 | 0 | 0 | 1 | 0 | 0 | 1 | 0 | 0 | 0 | 0 | 0 | 0 | 0 | 10 | 30 | 10 | 29
7252 | 303 | 10 | 30 | 4 | 1 | 0 | 0 | 0 | 1 | 0 | 0 | 1 | 0 | 0 | 0 | 0 | 0 | 0 | 0 | 10 | 30 | 10 | 29
7253 | 303 | 10 | 30 | 5 | 1 | 0 | 0 | 0 | 1 | 0 | 0 | 1 | 0 | 0 | 0 | 0 | 0 | 0 | 0 | 10 | 30 | 10 | 29
7254 | 303 | 10 | 30 | 6 | 1 | 0 | 0 | 0 | 1 | 0 | 0 | 1 | 0 | 0 | 0 | 0 | 0 | 0 | 0 | 10 | 30 | 10 | 29
7255 | 303 | 10 | 30 | 7 | 1 | 0 | 0 | 0 | 1 | 0 | 0 | 1 | 0 | 0 | 0 | 0 | 0 | 0 | 0 | 10 | 30 | 10 | 29
7256 | 303 | 10 | 30 | 8 | 1 | 0 | 0 | 0 | 1 | 0 | 0 | 1 | 0 | 0 | 0 | 0 | 0 | 0 | 0 | 10 | 30 | 10 | 29
7257 | 303 | 10 | 30 | 9 | 1 | 0 | 0 | 0 | 1 | 0 | 0 | 1 | 0 | 0 | 0 | 0 | 0 | 0 | 0 | 10 | 30 | 10 | 29
7258 | 303 | 10 | 30 | 10 | 1 | 0 | 0 | 0 | 1 | 0 | 0 | 1 | 0 | 0 | 0 | 0 | 0 | 0 | 0 | 10 | 30 | 10 | 29
7259 | 303 | 10 | 30 | 11 | 1 | 0 | 0 | 0 | 1 | 0 | 0 | 1 | 0 | 0 | 0 | 0 | 0 | 0 | 0 | 10 | 30 | 10 | 29
7260 | 303 | 10 | 30 | 12 | 1 | 0 | 0 | 0 | 1 | 0 | 0 | 1 | 0 | 0 | 0 | 0 | 0 | 0 | 0 | 10 | 30 | 10 | 29
7261 | 303 | 10 | 30 | 13 | 1 | 0 | 0 | 0 | 1 | 0 | 0 | 1 | 0 | 0 | 0 | 0 | 0 | 0 | 0 | 10 | 30 | 10 | 29
7262 | 303 | 10 | 30 | 14 | 1 | 0 | 0 | 0 | 1 | 0 | 0 | 1 | 0 | 0 | 0 | 0 | 0 | 0 | 0 | 10 | 30 | 10 | 29
7263 | 303 | 10 | 30 | 15 | 1 | 0 | 0 | 0 | 1 | 0 | 0 | 1 | 0 | 0 | 0 | 0 | 0 | 0 | 0 | 10 | 30 | 10 | 29
7264 | 303 | 10 | 30 | 16 | 1 | 0 | 0 | 0 | 1 | 0 | 0 | 1 | 0 | 0 | 0 | 0 | 0 | 0 | 0 | 10 | 30 | 10 | 29
7265 | 303 | 10 | 30 | 17 | 1 | 0 | 0 | 0 | 1 | 0 | 0 | 1 | 0 | 0 | 0 | 0 | 0 | 0 | 0 | 10 | 30 | 10 | 29
7266 | 303 | 10 | 30 | 18 | 1 | 0 | 0 | 0 | 1 | 0 | 0 | 1 | 0 | 0 | 0 | 0 | 0 | 0 | 0 | 10 | 30 | 10 | 29
7267 | 303 | 10 | 30 | 19 | 1 | 0 | 0 | 0 | 1 | 0 | 0 | 1 | 0 | 0 | 0 | 0 | 0 | 0 | 0 | 10 | 30 | 10 | 29
7268 | 303 | 10 | 30 | 20 | 1 | 0 | 0 | 0 | 1 | 0 | 0 | 1 | 0 | 0 | 0 | 0 | 0 | 0 | 0 | 10 | 30 | 10 | 29
7269 | 303 | 10 | 30 | 21 | 1 | 0 | 0 | 0 | 1 | 0 | 0 | 1 | 0 | 0 | 0 | 0 | 0 | 0 | 0 | 10 | 30 | 10 | 29
7270 | 303 | 10 | 30 | 22 | 1 | 0 | 0 | 0 | 1 | 0 | 0 | 1 | 0 | 0 | 0 | 0 | 0 | 0 | 0 | 10 | 30 | 10 | 29
7271 | 303 | 10 | 30 | 23 | 1 | 0 | 0 | 0 | 1 | 0 | 0 | 1 | 0 | 0 | 0 | 0 | 0 | 0 | 0 | 10 | 30 | 10 | 29
7272 | 303 | 10 | 30 | 24 | 1 | 0 | 0 | 0 | 1 | 0 | 0 | 1 | 0 | 0 | 0 | 0 | 0 | 0 | 0 | 10 | 30 | 10 | 29
7273 | 304 | 10 | 31 | 1 | 1 | 0 | 0 | 0 | 1 | 0 | 0 | 1 | 0 | 0 | 0 | 0 | 0 | 0 | 0 | 10 | 31 | 10 | 30
7274 | 304 | 10 | 31 | 2 | 1 | 0 | 0 | 0 | 1 | 0 | 0 | 1 | 0 | 0 | 0 | 0 | 0 | 0 | 0 | 10 | 31 | 10 | 30
7275 | 304 | 10 | 31 | 3 | 1 | 0 | 0 | 0 | 1 | 0 | 0 | 1 | 0 | 0 | 0 | 0 | 0 | 0 | 0 | 10 | 31 | 10 | 30
7276 | 304 | 10 | 31 | 4 | 1 | 0 | 0 | 0 | 1 | 0 | 0 | 1 | 0 | 0 | 0 | 0 | 0 | 0 | 0 | 10 | 31 | 10 | 30
7277 | 304 | 10 | 31 | 5 | 1 | 0 | 0 | 0 | 1 | 0 | 0 | 1 | 0 | 0 | 0 | 0 | 0 | 0 | 0 | 10 | 31 | 10 | 30
7278 | 304 | 10 | 31 | 6 | 1 | 0 | 0 | 0 | 1 | 0 | 0 | 1 | 0 | 0 | 0 | 0 | 0 | 0 | 0 | 10 | 31 | 10 | 30
7279 | 304 | 10 | 31 | 7 | 1 | 0 | 0 | 0 | 1 | 0 | 0 | 1 | 0 | 0 | 0 | 0 | 0 | 0 | 0 | 10 | 31 | 10 | 30
7280 | 304 | 10 | 31 | 8 | 1 | 0 | 0 | 0 | 1 | 0 | 0 | 1 | 0 | 0 | 0 | 0 | 0 | 0 | 0 | 10 | 31 | 10 | 30
7281 | 304 | 10 | 31 | 9 | 1 | 0 | 0 | 0 | 1 | 0 | 0 | 1 | 0 | 0 | 0 | 0 | 0 | 0 | 0 | 10 | 31 | 10 | 30
7282 | 304 | 10 | 31 | 10 | 1 | 0 | 0 | 0 | 1 | 0 | 0 | 1 | 0 | 0 | 0 | 0 | 0 | 0 | 0 | 10 | 31 | 10 | 30
7283 | 304 | 10 | 31 | 11 | 1 | 0 | 0 | 0 | 1 | 0 | 0 | 1 | 0 | 0 | 0 | 0 | 0 | 0 | 0 | 10 | 31 | 10 | 30
7284 | 304 | 10 | 31 | 12 | 1 | 0 | 0 | 0 | 1 | 0 | 0 | 1 | 0 | 0 | 0 | 0 | 0 | 0 | 0 | 10 | 31 | 10 | 30
7285 | 304 | 10 | 31 | 13 | 1 | 0 | 0 | 0 | 1 | 0 | 0 | 1 | 0 | 0 | 0 | 0 | 0 | 0 | 0 | 10 | 31 | 10 | 30
7286 | 304 | 10 | 31 | 14 | 1 | 0 | 0 | 0 | 1 | 0 | 0 | 1 | 0 | 0 | 0 | 0 | 0 | 0 | 0 | 10 | 31 | 10 | 30
7287 | 304 | 10 | 31 | 15 | 1 | 0 | 0 | 0 | 1 | 0 | 0 | 1 | 0 | 0 | 0 | 0 | 0 | 0 | 0 | 10 | 31 | 10 | 30
7288 | 304 | 10 | 31 | 16 | 1 | 0 | 0 | 0 | 1 | 0 | 0 | 1 | 0 | 0 | 0 | 0 | 0 | 0 | 0 | 10 | 31 | 10 | 30
7289 | 304 | 10 | 31 | 17 | 1 | 0 | 0 | 0 | 1 | 0 | 0 | 1 | 0 | 0 | 0 | 0 | 0 | 0 | 0 | 10 | 31 | 10 | 30
7290 | 304 | 10 | 31 | 18 | 1 | 0 | 0 | 0 | 1 | 0 | 0 | 1 | 0 | 0 | 0 | 0 | 0 | 0 | 0 | 10 | 31 | 10 | 30
7291 | 304 | 10 | 31 | 19 | 1 | 0 | 0 | 0 | 1 | 0 | 0 | 1 | 0 | 0 | 0 | 0 | 0 | 0 | 0 | 10 | 31 | 10 | 30
7292 | 304 | 10 | 31 | 20 | 1 | 0 | 0 | 0 | 1 | 0 | 0 | 1 | 0 | 0 | 0 | 0 | 0 | 0 | 0 | 10 | 31 | 10 | 30
7293 | 304 | 10 | 31 | 21 | 1 | 0 | 0 | 0 | 1 | 0 | 0 | 1 | 0 | 0 | 0 | 0 | 0 | 0 | 0 | 10 | 31 | 10 | 30
7294 | 304 | 10 | 31 | 22 | 1 | 0 | 0 | 0 | 1 | 0 | 0 | 1 | 0 | 0 | 0 | 0 | 0 | 0 | 0 | 10 | 31 | 10 | 30
7295 | 304 | 10 | 31 | 23 | 1 | 0 | 0 | 0 | 1 | 0 | 0 | 1 | 0 | 0 | 0 | 0 | 0 | 0 | 0 | 10 | 31 | 10 | 30
7296 | 304 | 10 | 31 | 24 | 1 | 0 | 0 | 0 | 1 | 0 | 0 | 1 | 0 | 0 | 0 | 0 | 0 | 0 | 0 | 10 | 31 | 10 | 30
7297 | 305 | 11 | 1 | 1 | 1 | 0 | 0 | 0 | 1 | 0 | 0 | 1 | 0 | 0 | 0 | 0 | 0 | 0 | 0 | 11 | 1 | 10 | 31
7298 | 305 | 11 | 1 | 2 | 1 | 0 | 0 | 0 | 1 | 0 | 0 | 1 | 0 | 0 | 0 | 0 | 0 | 0 | 0 | 11 | 1 | 10 | 31
7299 | 305 | 11 | 1 | 3 | 1 | 0 | 0 | 0 | 1 | 0 | 0 | 1 | 0 | 0 | 0 | 0 | 0 | 0 | 0 | 11 | 1 | 10 | 31
7300 | 305 | 11 | 1 | 4 | 1 | 0 | 0 | 0 | 1 | 0 | 0 | 1 | 0 | 0 | 0 | 0 | 0 | 0 | 0 | 11 | 1 | 10 | 31
7301 | 305 | 11 | 1 | 5 | 1 | 0 | 0 | 0 | 1 | 0 | 0 | 1 | 0 | 0 | 0 | 0 | 0 | 0 | 0 | 11 | 1 | 10 | 31
7302 | 305 | 11 | 1 | 6 | 1 | 0 | 0 | 0 | 1 | 0 | 0 | 1 | 0 | 0 | 0 | 0 | 0 | 0 | 0 | 11 | 1 | 10 | 31
7303 | 305 | 11 | 1 | 7 | 1 | 0 | 0 | 0 | 1 | 0 | 0 | 1 | 0 | 0 | 0 | 0 | 0 | 0 | 0 | 11 | 1 | 10 | 31
7304 | 305 | 11 | 1 | 8 | 1 | 0 | 0 | 0 | 1 | 0 | 0 | 1 | 0 | 0 | 0 | 0 | 0 | 0 | 0 | 11 | 1 | 10 | 31
7305 | 305 | 11 | 1 | 9 | 1 | 0 | 0 | 0 | 1 | 0 | 0 | 1 | 0 | 0 | 0 | 0 | 0 | 0 | 0 | 11 | 1 | 10 | 31
7306 | 305 | 11 | 1 | 10 | 1 | 0 | 0 | 0 | 1 | 0 | 0 | 1 | 0 | 0 | 0 | 0 | 0 | 0 | 0 | 11 | 1 | 10 | 31
7307 | 305 | 11 | 1 | 11 | 1 | 0 | 0 | 0 | 1 | 0 | 0 | 1 | 0 | 0 | 0 | 0 | 0 | 0 | 0 | 11 | 1 | 10 | 31
7308 | 305 | 11 | 1 | 12 | 1 | 0 | 0 | 0 | 1 | 0 | 0 | 1 | 0 | 0 | 0 | 0 | 0 | 0 | 0 | 11 | 1 | 10 | 31
7309 | 305 | 11 | 1 | 13 | 1 | 0 | 0 | 0 | 1 | 0 | 0 | 1 | 0 | 0 | 0 | 0 | 0 | 0 | 0 | 11 | 1 | 10 | 31
7310 | 305 | 11 | 1 | 14 | 1 | 0 | 0 | 0 | 1 | 0 | 0 | 1 | 0 | 0 | 0 | 0 | 0 | 0 | 0 | 11 | 1 | 10 | 31
7311 | 305 | 11 | 1 | 15 | 1 | 0 | 0 | 0 | 1 | 0 | 0 | 1 | 0 | 0 | 0 | 0 | 0 | 0 | 0 | 11 | 1 | 10 | 31
7312 | 305 | 11 | 1 | 16 | 1 | 0 | 0 | 0 | 1 | 0 | 0 | 1 | 0 | 0 | 0 | 0 | 0 | 0 | 0 | 11 | 1 | 10 | 31
7313 | 305 | 11 | 1 | 17 | 1 | 0 | 0 | 0 | 1 | 0 | 0 | 1 | 0 | 0 | 0 | 0 | 0 | 0 | 0 | 11 | 1 | 10 | 31
7314 | 305 | 11 | 1 | 18 | 1 | 0 | 0 | 0 | 1 | 0 | 0 | 1 | 0 | 0 | 0 | 0 | 0 | 0 | 0 | 11 | 1 | 10 | 31
7315 | 305 | 11 | 1 | 19 | 1 | 0 | 0 | 0 | 1 | 0 | 0 | 1 | 0 | 0 | 0 | 0 | 0 | 0 | 0 | 11 | 1 | 10 | 31
7316 | 305 | 11 | 1 | 20 | 1 | 0 | 0 | 0 | 1 | 0 | 0 | 1 | 0 | 0 | 0 | 0 | 0 | 0 | 0 | 11 | 1 | 10 | 31
7317 | 305 | 11 | 1 | 21 | 1 | 0 | 0 | 0 | 1 | 0 | 0 | 1 | 0 | 0 | 0 | 0 | 0 | 0 | 0 | 11 | 1 | 10 | 31
7318 | 305 | 11 | 1 | 22 | 1 | 0 | 0 | 0 | 1 | 0 | 0 | 1 | 0 | 0 | 0 | 0 | 0 | 0 | 0 | 11 | 1 | 10 | 31
7319 | 305 | 11 | 1 | 23 | 1 | 0 | 0 | 0 | 1 | 0 | 0 | 1 | 0 | 0 | 0 | 0 | 0 | 0 | 0 | 11 | 1 | 10 | 31
7320 | 305 | 11 | 1 | 24 | 1 | 0 | 0 | 0 | 1 | 0 | 0 | 1 | 0 | 0 | 0 | 0 | 0 | 0 | 0 | 11 | 1 | 10 | 31
7321 | 306 | 11 | 2 | 1 | 1 | 0 | 0 | 0 | 1 | 0 | 0 | 1 | 0 | 0 | 0 | 0 | 0 | 0 | 0 | 11 | 2 | 11 | 1
7322 | 306 | 11 | 2 | 2 | 1 | 0 | 0 | 0 | 1 | 0 | 0 | 1 | 0 | 0 | 0 | 0 | 0 | 0 | 0 | 11 | 2 | 11 | 1
7323 | 306 | 11 | 2 | 3 | 1 | 0 | 0 | 0 | 1 | 0 | 0 | 1 | 0 | 0 | 0 | 0 | 0 | 0 | 0 | 11 | 2 | 11 | 1
7324 | 306 | 11 | 2 | 4 | 1 | 0 | 0 | 0 | 1 | 0 | 0 | 1 | 0 | 0 | 0 | 0 | 0 | 0 | 0 | 11 | 2 | 11 | 1
7325 | 306 | 11 | 2 | 5 | 1 | 0 | 0 | 0 | 1 | 0 | 0 | 1 | 0 | 0 | 0 | 0 | 0 | 0 | 0 | 11 | 2 | 11 | 1
7326 | 306 | 11 | 2 | 6 | 1 | 0 | 0 | 0 | 1 | 0 | 0 | 1 | 0 | 0 | 0 | 0 | 0 | 0 | 0 | 11 | 2 | 11 | 1
7327 | 306 | 11 | 2 | 7 | 1 | 0 | 0 | 0 | 1 | 0 | 0 | 1 | 0 | 0 | 0 | 0 | 0 | 0 | 0 | 11 | 2 | 11 | 1
7328 | 306 | 11 | 2 | 8 | 1 | 0 | 0 | 0 | 1 | 0 | 0 | 1 | 0 | 0 | 0 | 0 | 0 | 0 | 0 | 11 | 2 | 11 | 1
7329 | 306 | 11 | 2 | 9 | 1 | 0 | 0 | 0 | 1 | 0 | 0 | 1 | 0 | 0 | 0 | 0 | 0 | 0 | 0 | 11 | 2 | 11 | 1
7330 | 306 | 11 | 2 | 10 | 1 | 0 | 0 | 0 | 1 | 0 | 0 | 1 | 0 | 0 | 0 | 0 | 0 | 0 | 0 | 11 | 2 | 11 | 1
7331 | 306 | 11 | 2 | 11 | 1 | 0 | 0 | 0 | 1 | 0 | 0 | 1 | 0 | 0 | 0 | 0 | 0 | 0 | 0 | 11 | 2 | 11 | 1
7332 | 306 | 11 | 2 | 12 | 1 | 0 | 0 | 0 | 1 | 0 | 0 | 1 | 0 | 0 | 0 | 0 | 0 | 0 | 0 | 11 | 2 | 11 | 1
7333 | 306 | 11 | 2 | 13 | 1 | 0 | 0 | 0 | 1 | 0 | 0 | 1 | 0 | 0 | 0 | 0 | 0 | 0 | 0 | 11 | 2 | 11 | 1
7334 | 306 | 11 | 2 | 14 | 1 | 0 | 0 | 0 | 1 | 0 | 0 | 1 | 0 | 0 | 0 | 0 | 0 | 0 | 0 | 11 | 2 | 11 | 1
7335 | 306 | 11 | 2 | 15 | 1 | 0 | 0 | 0 | 1 | 0 | 0 | 1 | 0 | 0 | 0 | 0 | 0 | 0 | 0 | 11 | 2 | 11 | 1
7336 | 306 | 11 | 2 | 16 | 1 | 0 | 0 | 0 | 1 | 0 | 0 | 1 | 0 | 0 | 0 | 0 | 0 | 0 | 0 | 11 | 2 | 11 | 1
7337 | 306 | 11 | 2 | 17 | 1 | 0 | 0 | 0 | 1 | 0 | 0 | 1 | 0 | 0 | 0 | 0 | 0 | 0 | 0 | 11 | 2 | 11 | 1
7338 | 306 | 11 | 2 | 18 | 1 | 0 | 0 | 0 | 1 | 0 | 0 | 1 | 0 | 0 | 0 | 0 | 0 | 0 | 0 | 11 | 2 | 11 | 1
7339 | 306 | 11 | 2 | 19 | 1 | 0 | 0 | 0 | 1 | 0 | 0 | 1 | 0 | 0 | 0 | 0 | 0 | 0 | 0 | 11 | 2 | 11 | 1
7340 | 306 | 11 | 2 | 20 | 1 | 0 | 0 | 0 | 1 | 0 | 0 | 1 | 0 | 0 | 0 | 0 | 0 | 0 | 0 | 11 | 2 | 11 | 1
7341 | 306 | 11 | 2 | 21 | 1 | 0 | 0 | 0 | 1 | 0 | 0 | 1 | 0 | 0 | 0 | 0 | 0 | 0 | 0 | 11 | 2 | 11 | 1
7342 | 306 | 11 | 2 | 22 | 1 | 0 | 0 | 0 | 1 | 0 | 0 | 1 | 0 | 0 | 0 | 0 | 0 | 0 | 0 | 11 | 2 | 11 | 1
7343 | 306 | 11 | 2 | 23 | 1 | 0 | 0 | 0 | 1 | 0 | 0 | 1 | 0 | 0 | 0 | 0 | 0 | 0 | 0 | 11 | 2 | 11 | 1
7344 | 306 | 11 | 2 | 24 | 1 | 0 | 0 | 0 | 1 | 0 | 0 | 1 | 0 | 0 | 0 | 0 | 0 | 0 | 0 | 11 | 2 | 11 | 1
7345 | 307 | 11 | 3 | 1 | 1 | 0 | 0 | 0 | 1 | 0 | 0 | 1 | 0 | 0 | 0 | 0 | 0 | 0 | 0 | 11 | 3 | 11 | 2
7346 | 307 | 11 | 3 | 2 | 1 | 0 | 0 | 0 | 1 | 0 | 0 | 1 | 0 | 0 | 0 | 0 | 0 | 0 | 0 | 11 | 3 | 11 | 2
7347 | 307 | 11 | 3 | 3 | 1 | 0 | 0 | 0 | 1 | 0 | 0 | 1 | 0 | 0 | 0 | 0 | 0 | 0 | 0 | 11 | 3 | 11 | 2
7348 | 307 | 11 | 3 | 4 | 1 | 0 | 0 | 0 | 1 | 0 | 0 | 1 | 0 | 0 | 0 | 0 | 0 | 0 | 0 | 11 | 3 | 11 | 2
7349 | 307 | 11 | 3 | 5 | 1 | 0 | 0 | 0 | 1 | 0 | 0 | 1 | 0 | 0 | 0 | 0 | 0 | 0 | 0 | 11 | 3 | 11 | 2
7350 | 307 | 11 | 3 | 6 | 1 | 0 | 0 | 0 | 1 | 0 | 0 | 1 | 0 | 0 | 0 | 0 | 0 | 0 | 0 | 11 | 3 | 11 | 2
7351 | 307 | 11 | 3 | 7 | 1 | 0 | 0 | 0 | 1 | 0 | 0 | 1 | 0 | 0 | 0 | 0 | 0 | 0 | 0 | 11 | 3 | 11 | 2
7352 | 307 | 11 | 3 | 8 | 1 | 0 | 0 | 0 | 1 | 0 | 0 | 1 | 0 | 0 | 0 | 0 | 0 | 0 | 0 | 11 | 3 | 11 | 2
7353 | 307 | 11 | 3 | 9 | 1 | 0 | 0 | 0 | 1 | 0 | 0 | 1 | 0 | 0 | 0 | 0 | 0 | 0 | 0 | 11 | 3 | 11 | 2
7354 | 307 | 11 | 3 | 10 | 1 | 0 | 0 | 0 | 1 | 0 | 0 | 1 | 0 | 0 | 0 | 0 | 0 | 0 | 0 | 11 | 3 | 11 | 2
7355 | 307 | 11 | 3 | 11 | 1 | 0 | 0 | 0 | 1 | 0 | 0 | 1 | 0 | 0 | 0 | 0 | 0 | 0 | 0 | 11 | 3 | 11 | 2
7356 | 307 | 11 | 3 | 12 | 1 | 0 | 0 | 0 | 1 | 0 | 0 | 1 | 0 | 0 | 0 | 0 | 0 | 0 | 0 | 11 | 3 | 11 | 2
7357 | 307 | 11 | 3 | 13 | 1 | 0 | 0 | 0 | 1 | 0 | 0 | 1 | 0 | 0 | 0 | 0 | 0 | 0 | 0 | 11 | 3 | 11 | 2
7358 | 307 | 11 | 3 | 14 | 1 | 0 | 0 | 0 | 1 | 0 | 0 | 1 | 0 | 0 | 0 | 0 | 0 | 0 | 0 | 11 | 3 | 11 | 2
7359 | 307 | 11 | 3 | 15 | 1 | 0 | 0 | 0 | 1 | 0 | 0 | 1 | 0 | 0 | 0 | 0 | 0 | 0 | 0 | 11 | 3 | 11 | 2
7360 | 307 | 11 | 3 | 16 | 1 | 0 | 0 | 0 | 1 | 0 | 0 | 1 | 0 | 0 | 0 | 0 | 0 | 0 | 0 | 11 | 3 | 11 | 2
7361 | 307 | 11 | 3 | 17 | 1 | 0 | 0 | 0 | 1 | 0 | 0 | 1 | 0 | 0 | 0 | 0 | 0 | 0 | 0 | 11 | 3 | 11 | 2
7362 | 307 | 11 | 3 | 18 | 1 | 0 | 0 | 0 | 1 | 0 | 0 | 1 | 0 | 0 | 0 | 0 | 0 | 0 | 0 | 11 | 3 | 11 | 2
7363 | 307 | 11 | 3 | 19 | 1 | 0 | 0 | 0 | 1 | 0 | 0 | 1 | 0 | 0 | 0 | 0 | 0 | 0 | 0 | 11 | 3 | 11 | 2
7364 | 307 | 11 | 3 | 20 | 1 | 0 | 0 | 0 | 1 | 0 | 0 | 1 | 0 | 0 | 0 | 0 | 0 | 0 | 0 | 11 | 3 | 11 | 2
7365 | 307 | 11 | 3 | 21 | 1 | 0 | 0 | 0 | 1 | 0 | 0 | 1 | 0 | 0 | 0 | 0 | 0 | 0 | 0 | 11 | 3 | 11 | 2
7366 | 307 | 11 | 3 | 22 | 1 | 0 | 0 | 0 | 1 | 0 | 0 | 1 | 0 | 0 | 0 | 0 | 0 | 0 | 0 | 11 | 3 | 11 | 2
7367 | 307 | 11 | 3 | 23 | 1 | 0 | 0 | 0 | 1 | 0 | 0 | 1 | 0 | 0 | 0 | 0 | 0 | 0 | 0 | 11 | 3 | 11 | 2
7368 | 307 | 11 | 3 | 24 | 1 | 0 | 0 | 0 | 1 | 0 | 0 | 1 | 0 | 0 | 0 | 0 | 0 | 0 | 0 | 11 | 3 | 11 | 2
7369 | 308 | 11 | 4 | 1 | 0 | 0 | 0 | 0 | 1 | 0 | 0 | 1 | 0 | 0 | 0 | 0 | 0 | 0 | 0 | 11 | 4 | 11 | 3
7370 | 308 | 11 | 4 | 2 | 0 | 0 | 0 | 0 | 1 | 0 | 0 | 1 | 0 | 0 | 0 | 0 | 0 | 0 | 0 | 11 | 4 | 11 | 3
7371 | 308 | 11 | 4 | 3 | 0 | 0 | 0 | 0 | 1 | 0 | 0 | 1 | 0 | 0 | 0 | 0 | 0 | 0 | 0 | 11 | 4 | 11 | 3
7372 | 308 | 11 | 4 | 4 | 0 | 0 | 0 | 0 | 1 | 0 | 0 | 1 | 0 | 0 | 0 | 0 | 0 | 0 | 0 | 11 | 4 | 11 | 3
7373 | 308 | 11 | 4 | 5 | 0 | 0 | 0 | 0 | 1 | 0 | 0 | 1 | 0 | 0 | 0 | 0 | 0 | 0 | 0 | 11 | 4 | 11 | 3
7374 | 308 | 11 | 4 | 6 | 0 | 0 | 0 | 0 | 1 | 0 | 0 | 1 | 0 | 0 | 0 | 0 | 0 | 0 | 0 | 11 | 4 | 11 | 3
7375 | 308 | 11 | 4 | 7 | 0 | 0 | 0 | 0 | 1 | 0 | 0 | 1 | 0 | 0 | 0 | 0 | 0 | 0 | 0 | 11 | 4 | 11 | 3
7376 | 308 | 11 | 4 | 8 | 0 | 0 | 0 | 0 | 1 | 0 | 0 | 1 | 0 | 0 | 0 | 0 | 0 | 0 | 0 | 11 | 4 | 11 | 3
7377 | 308 | 11 | 4 | 9 | 0 | 0 | 0 | 0 | 1 | 0 | 0 | 1 | 0 | 0 | 0 | 0 | 0 | 0 | 0 | 11 | 4 | 11 | 3
7378 | 308 | 11 | 4 | 10 | 0 | 0 | 0 | 0 | 1 | 0 | 0 | 1 | 0 | 0 | 0 | 0 | 0 | 0 | 0 | 11 | 4 | 11 | 3
7379 | 308 | 11 | 4 | 11 | 0 | 0 | 0 | 0 | 1 | 0 | 0 | 1 | 0 | 0 | 0 | 0 | 0 | 0 | 0 | 11 | 4 | 11 | 3
7380 | 308 | 11 | 4 | 12 | 0 | 0 | 0 | 0 | 1 | 0 | 0 | 1 | 0 | 0 | 0 | 0 | 0 | 0 | 0 | 11 | 4 | 11 | 3
7381 | 308 | 11 | 4 | 13 | 0 | 0 | 0 | 0 | 1 | 0 | 0 | 1 | 0 | 0 | 0 | 0 | 0 | 0 | 0 | 11 | 4 | 11 | 3
7382 | 308 | 11 | 4 | 14 | 0 | 0 | 0 | 0 | 1 | 0 | 0 | 1 | 0 | 0 | 0 | 0 | 0 | 0 | 0 | 11 | 4 | 11 | 3
7383 | 308 | 11 | 4 | 15 | 0 | 0 | 0 | 0 | 1 | 0 | 0 | 1 | 0 | 0 | 0 | 0 | 0 | 0 | 0 | 11 | 4 | 11 | 3
7384 | 308 | 11 | 4 | 16 | 0 | 0 | 0 | 0 | 1 | 0 | 0 | 1 | 0 | 0 | 0 | 0 | 0 | 0 | 0 | 11 | 4 | 11 | 3
7385 | 308 | 11 | 4 | 17 | 0 | 0 | 0 | 0 | 1 | 0 | 0 | 1 | 0 | 0 | 0 | 0 | 0 | 0 | 0 | 11 | 4 | 11 | 3
7386 | 308 | 11 | 4 | 18 | 0 | 0 | 0 | 0 | 1 | 0 | 0 | 1 | 0 | 0 | 0 | 0 | 0 | 0 | 0 | 11 | 4 | 11 | 3
7387 | 308 | 11 | 4 | 19 | 0 | 0 | 0 | 0 | 1 | 0 | 0 | 1 | 0 | 0 | 0 | 0 | 0 | 0 | 0 | 11 | 4 | 11 | 3
7388 | 308 | 11 | 4 | 20 | 0 | 0 | 0 | 0 | 1 | 0 | 0 | 1 | 0 | 0 | 0 | 0 | 0 | 0 | 0 | 11 | 4 | 11 | 3
7389 | 308 | 11 | 4 | 21 | 0 | 0 | 0 | 0 | 1 | 0 | 0 | 1 | 0 | 0 | 0 | 0 | 0 | 0 | 0 | 11 | 4 | 11 | 3
7390 | 308 | 11 | 4 | 22 | 0 | 0 | 0 | 0 | 1 | 0 | 0 | 1 | 0 | 0 | 0 | 0 | 0 | 0 | 0 | 11 | 4 | 11 | 3
7391 | 308 | 11 | 4 | 23 | 0 | 0 | 0 | 0 | 1 | 0 | 0 | 1 | 0 | 0 | 0 | 0 | 0 | 0 | 0 | 11 | 4 | 11 | 3
7392 | 308 | 11 | 4 | 24 | 0 | 0 | 0 | 0 | 1 | 0 | 0 | 1 | 0 | 0 | 0 | 0 | 0 | 0 | 0 | 11 | 4 | 11 | 3
7393 | 309 | 11 | 5 | 1 | 0 | 0 | 0 | 0 | 1 | 0 | 0 | 1 | 0 | 0 | 0 | 0 | 0 | 0 | 0 | 11 | 5 | 11 | 4
7394 | 309 | 11 | 5 | 2 | 0 | 0 | 0 | 0 | 1 | 0 | 0 | 1 | 0 | 0 | 0 | 0 | 0 | 0 | 0 | 11 | 5 | 11 | 4
7395 | 309 | 11 | 5 | 3 | 0 | 0 | 0 | 0 | 1 | 0 | 0 | 1 | 0 | 0 | 0 | 0 | 0 | 0 | 0 | 11 | 5 | 11 | 4
7396 | 309 | 11 | 5 | 4 | 0 | 0 | 0 | 0 | 1 | 0 | 0 | 1 | 0 | 0 | 0 | 0 | 0 | 0 | 0 | 11 | 5 | 11 | 4
7397 | 309 | 11 | 5 | 5 | 0 | 0 | 0 | 0 | 1 | 0 | 0 | 1 | 0 | 0 | 0 | 0 | 0 | 0 | 0 | 11 | 5 | 11 | 4
7398 | 309 | 11 | 5 | 6 | 0 | 0 | 0 | 0 | 1 | 0 | 0 | 1 | 0 | 0 | 0 | 0 | 0 | 0 | 0 | 11 | 5 | 11 | 4
7399 | 309 | 11 | 5 | 7 | 0 | 0 | 0 | 0 | 1 | 0 | 0 | 1 | 0 | 0 | 0 | 0 | 0 | 0 | 0 | 11 | 5 | 11 | 4
7400 | 309 | 11 | 5 | 8 | 0 | 0 | 0 | 0 | 1 | 0 | 0 | 1 | 0 | 0 | 0 | 0 | 0 | 0 | 0 | 11 | 5 | 11 | 4
7401 | 309 | 11 | 5 | 9 | 0 | 0 | 0 | 0 | 1 | 0 | 0 | 1 | 0 | 0 | 0 | 0 | 0 | 0 | 0 | 11 | 5 | 11 | 4
7402 | 309 | 11 | 5 | 10 | 0 | 0 | 0 | 0 | 1 | 0 | 0 | 1 | 0 | 0 | 0 | 0 | 0 | 0 | 0 | 11 | 5 | 11 | 4
7403 | 309 | 11 | 5 | 11 | 0 | 0 | 0 | 0 | 1 | 0 | 0 | 1 | 0 | 0 | 0 | 0 | 0 | 0 | 0 | 11 | 5 | 11 | 4
7404 | 309 | 11 | 5 | 12 | 0 | 0 | 0 | 0 | 1 | 0 | 0 | 1 | 0 | 0 | 0 | 0 | 0 | 0 | 0 | 11 | 5 | 11 | 4
7405 | 309 | 11 | 5 | 13 | 0 | 0 | 0 | 0 | 1 | 0 | 0 | 1 | 0 | 0 | 0 | 0 | 0 | 0 | 0 | 11 | 5 | 11 | 4
7406 | 309 | 11 | 5 | 14 | 0 | 0 | 0 | 0 | 1 | 0 | 0 | 1 | 0 | 0 | 0 | 0 | 0 | 0 | 0 | 11 | 5 | 11 | 4
7407 | 309 | 11 | 5 | 15 | 0 | 0 | 0 | 0 | 1 | 0 | 0 | 1 | 0 | 0 | 0 | 0 | 0 | 0 | 0 | 11 | 5 | 11 | 4
7408 | 309 | 11 | 5 | 16 | 0 | 0 | 0 | 0 | 1 | 0 | 0 | 1 | 0 | 0 | 0 | 0 | 0 | 0 | 0 | 11 | 5 | 11 | 4
7409 | 309 | 11 | 5 | 17 | 0 | 0 | 0 | 0 | 1 | 0 | 0 | 1 | 0 | 0 | 0 | 0 | 0 | 0 | 0 | 11 | 5 | 11 | 4
7410 | 309 | 11 | 5 | 18 | 0 | 0 | 0 | 0 | 1 | 0 | 0 | 1 | 0 | 0 | 0 | 0 | 0 | 0 | 0 | 11 | 5 | 11 | 4
7411 | 309 | 11 | 5 | 19 | 0 | 0 | 0 | 0 | 1 | 0 | 0 | 1 | 0 | 0 | 0 | 0 | 0 | 0 | 0 | 11 | 5 | 11 | 4
7412 | 309 | 11 | 5 | 20 | 0 | 0 | 0 | 0 | 1 | 0 | 0 | 1 | 0 | 0 | 0 | 0 | 0 | 0 | 0 | 11 | 5 | 11 | 4
7413 | 309 | 11 | 5 | 21 | 0 | 0 | 0 | 0 | 1 | 0 | 0 | 1 | 0 | 0 | 0 | 0 | 0 | 0 | 0 | 11 | 5 | 11 | 4
7414 | 309 | 11 | 5 | 22 | 0 | 0 | 0 | 0 | 1 | 0 | 0 | 1 | 0 | 0 | 0 | 0 | 0 | 0 | 0 | 11 | 5 | 11 | 4
7415 | 309 | 11 | 5 | 23 | 0 | 0 | 0 | 0 | 1 | 0 | 0 | 1 | 0 | 0 | 0 | 0 | 0 | 0 | 0 | 11 | 5 | 11 | 4
7416 | 309 | 11 | 5 | 24 | 0 | 0 | 0 | 0 | 1 | 0 | 0 | 1 | 0 | 0 | 0 | 0 | 0 | 0 | 0 | 11 | 5 | 11 | 4
7417 | 310 | 11 | 6 | 1 | 1 | 0 | 0 | 0 | 1 | 0 | 0 | 1 | 0 | 0 | 0 | 0 | 0 | 0 | 0 | 11 | 6 | 11 | 5
7418 | 310 | 11 | 6 | 2 | 1 | 0 | 0 | 0 | 1 | 0 | 0 | 1 | 0 | 0 | 0 | 0 | 0 | 0 | 0 | 11 | 6 | 11 | 5
7419 | 310 | 11 | 6 | 3 | 1 | 0 | 0 | 0 | 1 | 0 | 0 | 1 | 0 | 0 | 0 | 0 | 0 | 0 | 0 | 11 | 6 | 11 | 5
7420 | 310 | 11 | 6 | 4 | 1 | 0 | 0 | 0 | 1 | 0 | 0 | 1 | 0 | 0 | 0 | 0 | 0 | 0 | 0 | 11 | 6 | 11 | 5
7421 | 310 | 11 | 6 | 5 | 1 | 0 | 0 | 0 | 1 | 0 | 0 | 1 | 0 | 0 | 0 | 0 | 0 | 0 | 0 | 11 | 6 | 11 | 5
7422 | 310 | 11 | 6 | 6 | 1 | 0 | 0 | 0 | 1 | 0 | 0 | 1 | 0 | 0 | 0 | 0 | 0 | 0 | 0 | 11 | 6 | 11 | 5
7423 | 310 | 11 | 6 | 7 | 1 | 0 | 0 | 0 | 1 | 0 | 0 | 1 | 0 | 0 | 0 | 0 | 0 | 0 | 0 | 11 | 6 | 11 | 5
7424 | 310 | 11 | 6 | 8 | 1 | 0 | 0 | 0 | 1 | 0 | 0 | 1 | 0 | 0 | 0 | 0 | 0 | 0 | 0 | 11 | 6 | 11 | 5
7425 | 310 | 11 | 6 | 9 | 1 | 0 | 0 | 0 | 1 | 0 | 0 | 1 | 0 | 0 | 0 | 0 | 0 | 0 | 0 | 11 | 6 | 11 | 5
7426 | 310 | 11 | 6 | 10 | 1 | 0 | 0 | 0 | 1 | 0 | 0 | 1 | 0 | 0 | 0 | 0 | 0 | 0 | 0 | 11 | 6 | 11 | 5
7427 | 310 | 11 | 6 | 11 | 1 | 0 | 0 | 0 | 1 | 0 | 0 | 1 | 0 | 0 | 0 | 0 | 0 | 0 | 0 | 11 | 6 | 11 | 5
7428 | 310 | 11 | 6 | 12 | 1 | 0 | 0 | 0 | 1 | 0 | 0 | 1 | 0 | 0 | 0 | 0 | 0 | 0 | 0 | 11 | 6 | 11 | 5
7429 | 310 | 11 | 6 | 13 | 1 | 0 | 0 | 0 | 1 | 0 | 0 | 1 | 0 | 0 | 0 | 0 | 0 | 0 | 0 | 11 | 6 | 11 | 5
7430 | 310 | 11 | 6 | 14 | 1 | 0 | 0 | 0 | 1 | 0 | 0 | 1 | 0 | 0 | 0 | 0 | 0 | 0 | 0 | 11 | 6 | 11 | 5
7431 | 310 | 11 | 6 | 15 | 1 | 0 | 0 | 0 | 1 | 0 | 0 | 1 | 0 | 0 | 0 | 0 | 0 | 0 | 0 | 11 | 6 | 11 | 5
7432 | 310 | 11 | 6 | 16 | 1 | 0 | 0 | 0 | 1 | 0 | 0 | 1 | 0 | 0 | 0 | 0 | 0 | 0 | 0 | 11 | 6 | 11 | 5
7433 | 310 | 11 | 6 | 17 | 1 | 0 | 0 | 0 | 1 | 0 | 0 | 1 | 0 | 0 | 0 | 0 | 0 | 0 | 0 | 11 | 6 | 11 | 5
7434 | 310 | 11 | 6 | 18 | 1 | 0 | 0 | 0 | 1 | 0 | 0 | 1 | 0 | 0 | 0 | 0 | 0 | 0 | 0 | 11 | 6 | 11 | 5
7435 | 310 | 11 | 6 | 19 | 1 | 0 | 0 | 0 | 1 | 0 | 0 | 1 | 0 | 0 | 0 | 0 | 0 | 0 | 0 | 11 | 6 | 11 | 5
7436 | 310 | 11 | 6 | 20 | 1 | 0 | 0 | 0 | 1 | 0 | 0 | 1 | 0 | 0 | 0 | 0 | 0 | 0 | 0 | 11 | 6 | 11 | 5
7437 | 310 | 11 | 6 | 21 | 1 | 0 | 0 | 0 | 1 | 0 | 0 | 1 | 0 | 0 | 0 | 0 | 0 | 0 | 0 | 11 | 6 | 11 | 5
7438 | 310 | 11 | 6 | 22 | 1 | 0 | 0 | 0 | 1 | 0 | 0 | 1 | 0 | 0 | 0 | 0 | 0 | 0 | 0 | 11 | 6 | 11 | 5
7439 | 310 | 11 | 6 | 23 | 1 | 0 | 0 | 0 | 1 | 0 | 0 | 1 | 0 | 0 | 0 | 0 | 0 | 0 | 0 | 11 | 6 | 11 | 5
7440 | 310 | 11 | 6 | 24 | 1 | 0 | 0 | 0 | 1 | 0 | 0 | 1 | 0 | 0 | 0 | 0 | 0 | 0 | 0 | 11 | 6 | 11 | 5
7441 | 311 | 11 | 7 | 1 | 1 | 0 | 0 | 0 | 1 | 0 | 0 | 1 | 0 | 0 | 0 | 0 | 0 | 0 | 0 | 11 | 7 | 11 | 6
7442 | 311 | 11 | 7 | 2 | 1 | 0 | 0 | 0 | 1 | 0 | 0 | 1 | 0 | 0 | 0 | 0 | 0 | 0 | 0 | 11 | 7 | 11 | 6
7443 | 311 | 11 | 7 | 3 | 1 | 0 | 0 | 0 | 1 | 0 | 0 | 1 | 0 | 0 | 0 | 0 | 0 | 0 | 0 | 11 | 7 | 11 | 6
7444 | 311 | 11 | 7 | 4 | 1 | 0 | 0 | 0 | 1 | 0 | 0 | 1 | 0 | 0 | 0 | 0 | 0 | 0 | 0 | 11 | 7 | 11 | 6
7445 | 311 | 11 | 7 | 5 | 1 | 0 | 0 | 0 | 1 | 0 | 0 | 1 | 0 | 0 | 0 | 0 | 0 | 0 | 0 | 11 | 7 | 11 | 6
7446 | 311 | 11 | 7 | 6 | 1 | 0 | 0 | 0 | 1 | 0 | 0 | 1 | 0 | 0 | 0 | 0 | 0 | 0 | 0 | 11 | 7 | 11 | 6
7447 | 311 | 11 | 7 | 7 | 1 | 0 | 0 | 0 | 1 | 0 | 0 | 1 | 0 | 0 | 0 | 0 | 0 | 0 | 0 | 11 | 7 | 11 | 6
7448 | 311 | 11 | 7 | 8 | 1 | 0 | 0 | 0 | 1 | 0 | 0 | 1 | 0 | 0 | 0 | 0 | 0 | 0 | 0 | 11 | 7 | 11 | 6
7449 | 311 | 11 | 7 | 9 | 1 | 0 | 0 | 0 | 1 | 0 | 0 | 1 | 0 | 0 | 0 | 0 | 0 | 0 | 0 | 11 | 7 | 11 | 6
7450 | 311 | 11 | 7 | 10 | 1 | 0 | 0 | 0 | 1 | 0 | 0 | 1 | 0 | 0 | 0 | 0 | 0 | 0 | 0 | 11 | 7 | 11 | 6
7451 | 311 | 11 | 7 | 11 | 1 | 0 | 0 | 0 | 1 | 0 | 0 | 1 | 0 | 0 | 0 | 0 | 0 | 0 | 0 | 11 | 7 | 11 | 6
7452 | 311 | 11 | 7 | 12 | 1 | 0 | 0 | 0 | 1 | 0 | 0 | 1 | 0 | 0 | 0 | 0 | 0 | 0 | 0 | 11 | 7 | 11 | 6
7453 | 311 | 11 | 7 | 13 | 1 | 0 | 0 | 0 | 1 | 0 | 0 | 1 | 0 | 0 | 0 | 0 | 0 | 0 | 0 | 11 | 7 | 11 | 6
7454 | 311 | 11 | 7 | 14 | 1 | 0 | 0 | 0 | 1 | 0 | 0 | 1 | 0 | 0 | 0 | 0 | 0 | 0 | 0 | 11 | 7 | 11 | 6
7455 | 311 | 11 | 7 | 15 | 1 | 0 | 0 | 0 | 1 | 0 | 0 | 1 | 0 | 0 | 0 | 0 | 0 | 0 | 0 | 11 | 7 | 11 | 6
7456 | 311 | 11 | 7 | 16 | 1 | 0 | 0 | 0 | 1 | 0 | 0 | 1 | 0 | 0 | 0 | 0 | 0 | 0 | 0 | 11 | 7 | 11 | 6
7457 | 311 | 11 | 7 | 17 | 1 | 0 | 0 | 0 | 1 | 0 | 0 | 1 | 0 | 0 | 0 | 0 | 0 | 0 | 0 | 11 | 7 | 11 | 6
7458 | 311 | 11 | 7 | 18 | 1 | 0 | 0 | 0 | 1 | 0 | 0 | 1 | 0 | 0 | 0 | 0 | 0 | 0 | 0 | 11 | 7 | 11 | 6
7459 | 311 | 11 | 7 | 19 | 1 | 0 | 0 | 0 | 1 | 0 | 0 | 1 | 0 | 0 | 0 | 0 | 0 | 0 | 0 | 11 | 7 | 11 | 6
7460 | 311 | 11 | 7 | 20 | 1 | 0 | 0 | 0 | 1 | 0 | 0 | 1 | 0 | 0 | 0 | 0 | 0 | 0 | 0 | 11 | 7 | 11 | 6
7461 | 311 | 11 | 7 | 21 | 1 | 0 | 0 | 0 | 1 | 0 | 0 | 1 | 0 | 0 | 0 | 0 | 0 | 0 | 0 | 11 | 7 | 11 | 6
7462 | 311 | 11 | 7 | 22 | 1 | 0 | 0 | 0 | 1 | 0 | 0 | 1 | 0 | 0 | 0 | 0 | 0 | 0 | 0 | 11 | 7 | 11 | 6
7463 | 311 | 11 | 7 | 23 | 1 | 0 | 0 | 0 | 1 | 0 | 0 | 1 | 0 | 0 | 0 | 0 | 0 | 0 | 0 | 11 | 7 | 11 | 6
7464 | 311 | 11 | 7 | 24 | 1 | 0 | 0 | 0 | 1 | 0 | 0 | 1 | 0 | 0 | 0 | 0 | 0 | 0 | 0 | 11 | 7 | 11 | 6
7465 | 312 | 11 | 8 | 1 | 1 | 0 | 0 | 0 | 1 | 0 | 0 | 1 | 0 | 0 | 0 | 0 | 0 | 0 | 0 | 11 | 8 | 11 | 7
7466 | 312 | 11 | 8 | 2 | 1 | 0 | 0 | 0 | 1 | 0 | 0 | 1 | 0 | 0 | 0 | 0 | 0 | 0 | 0 | 11 | 8 | 11 | 7
7467 | 312 | 11 | 8 | 3 | 1 | 0 | 0 | 0 | 1 | 0 | 0 | 1 | 0 | 0 | 0 | 0 | 0 | 0 | 0 | 11 | 8 | 11 | 7
7468 | 312 | 11 | 8 | 4 | 1 | 0 | 0 | 0 | 1 | 0 | 0 | 1 | 0 | 0 | 0 | 0 | 0 | 0 | 0 | 11 | 8 | 11 | 7
7469 | 312 | 11 | 8 | 5 | 1 | 0 | 0 | 0 | 1 | 0 | 0 | 1 | 0 | 0 | 0 | 0 | 0 | 0 | 0 | 11 | 8 | 11 | 7
7470 | 312 | 11 | 8 | 6 | 1 | 0 | 0 | 0 | 1 | 0 | 0 | 1 | 0 | 0 | 0 | 0 | 0 | 0 | 0 | 11 | 8 | 11 | 7
7471 | 312 | 11 | 8 | 7 | 1 | 0 | 0 | 0 | 1 | 0 | 0 | 1 | 0 | 0 | 0 | 0 | 0 | 0 | 0 | 11 | 8 | 11 | 7
7472 | 312 | 11 | 8 | 8 | 1 | 0 | 0 | 0 | 1 | 0 | 0 | 1 | 0 | 0 | 0 | 0 | 0 | 0 | 0 | 11 | 8 | 11 | 7
7473 | 312 | 11 | 8 | 9 | 1 | 0 | 0 | 0 | 1 | 0 | 0 | 1 | 0 | 0 | 0 | 0 | 0 | 0 | 0 | 11 | 8 | 11 | 7
7474 | 312 | 11 | 8 | 10 | 1 | 0 | 0 | 0 | 1 | 0 | 0 | 1 | 0 | 0 | 0 | 0 | 0 | 0 | 0 | 11 | 8 | 11 | 7
7475 | 312 | 11 | 8 | 11 | 1 | 0 | 0 | 0 | 1 | 0 | 0 | 1 | 0 | 0 | 0 | 0 | 0 | 0 | 0 | 11 | 8 | 11 | 7
7476 | 312 | 11 | 8 | 12 | 1 | 0 | 0 | 0 | 1 | 0 | 0 | 1 | 0 | 0 | 0 | 0 | 0 | 0 | 0 | 11 | 8 | 11 | 7
7477 | 312 | 11 | 8 | 13 | 1 | 0 | 0 | 0 | 1 | 0 | 0 | 1 | 0 | 0 | 0 | 0 | 0 | 0 | 0 | 11 | 8 | 11 | 7
7478 | 312 | 11 | 8 | 14 | 1 | 0 | 0 | 0 | 1 | 0 | 0 | 1 | 0 | 0 | 0 | 0 | 0 | 0 | 0 | 11 | 8 | 11 | 7
7479 | 312 | 11 | 8 | 15 | 1 | 0 | 0 | 0 | 1 | 0 | 0 | 1 | 0 | 0 | 0 | 0 | 0 | 0 | 0 | 11 | 8 | 11 | 7
7480 | 312 | 11 | 8 | 16 | 1 | 0 | 0 | 0 | 1 | 0 | 0 | 1 | 0 | 0 | 0 | 0 | 0 | 0 | 0 | 11 | 8 | 11 | 7
7481 | 312 | 11 | 8 | 17 | 1 | 0 | 0 | 0 | 1 | 0 | 0 | 1 | 0 | 0 | 0 | 0 | 0 | 0 | 0 | 11 | 8 | 11 | 7
7482 | 312 | 11 | 8 | 18 | 1 | 0 | 0 | 0 | 1 | 0 | 0 | 1 | 0 | 0 | 0 | 0 | 0 | 0 | 0 | 11 | 8 | 11 | 7
7483 | 312 | 11 | 8 | 19 | 1 | 0 | 0 | 0 | 1 | 0 | 0 | 1 | 0 | 0 | 0 | 0 | 0 | 0 | 0 | 11 | 8 | 11 | 7
7484 | 312 | 11 | 8 | 20 | 1 | 0 | 0 | 0 | 1 | 0 | 0 | 1 | 0 | 0 | 0 | 0 | 0 | 0 | 0 | 11 | 8 | 11 | 7
7485 | 312 | 11 | 8 | 21 | 1 | 0 | 0 | 0 | 1 | 0 | 0 | 1 | 0 | 0 | 0 | 0 | 0 | 0 | 0 | 11 | 8 | 11 | 7
7486 | 312 | 11 | 8 | 22 | 1 | 0 | 0 | 0 | 1 | 0 | 0 | 1 | 0 | 0 | 0 | 0 | 0 | 0 | 0 | 11 | 8 | 11 | 7
7487 | 312 | 11 | 8 | 23 | 1 | 0 | 0 | 0 | 1 | 0 | 0 | 1 | 0 | 0 | 0 | 0 | 0 | 0 | 0 | 11 | 8 | 11 | 7
7488 | 312 | 11 | 8 | 24 | 1 | 0 | 0 | 0 | 1 | 0 | 0 | 1 | 0 | 0 | 0 | 0 | 0 | 0 | 0 | 11 | 8 | 11 | 7
7489 | 313 | 11 | 9 | 1 | 1 | 0 | 0 | 0 | 1 | 0 | 0 | 1 | 0 | 0 | 0 | 0 | 0 | 0 | 0 | 11 | 9 | 11 | 8
7490 | 313 | 11 | 9 | 2 | 1 | 0 | 0 | 0 | 1 | 0 | 0 | 1 | 0 | 0 | 0 | 0 | 0 | 0 | 0 | 11 | 9 | 11 | 8
7491 | 313 | 11 | 9 | 3 | 1 | 0 | 0 | 0 | 1 | 0 | 0 | 1 | 0 | 0 | 0 | 0 | 0 | 0 | 0 | 11 | 9 | 11 | 8
7492 | 313 | 11 | 9 | 4 | 1 | 0 | 0 | 0 | 1 | 0 | 0 | 1 | 0 | 0 | 0 | 0 | 0 | 0 | 0 | 11 | 9 | 11 | 8
7493 | 313 | 11 | 9 | 5 | 1 | 0 | 0 | 0 | 1 | 0 | 0 | 1 | 0 | 0 | 0 | 0 | 0 | 0 | 0 | 11 | 9 | 11 | 8
7494 | 313 | 11 | 9 | 6 | 1 | 0 | 0 | 0 | 1 | 0 | 0 | 1 | 0 | 0 | 0 | 0 | 0 | 0 | 0 | 11 | 9 | 11 | 8
7495 | 313 | 11 | 9 | 7 | 1 | 0 | 0 | 0 | 1 | 0 | 0 | 1 | 0 | 0 | 0 | 0 | 0 | 0 | 0 | 11 | 9 | 11 | 8
7496 | 313 | 11 | 9 | 8 | 1 | 0 | 0 | 0 | 1 | 0 | 0 | 1 | 0 | 0 | 0 | 0 | 0 | 0 | 0 | 11 | 9 | 11 | 8
7497 | 313 | 11 | 9 | 9 | 1 | 0 | 0 | 0 | 1 | 0 | 0 | 1 | 0 | 0 | 0 | 0 | 0 | 0 | 0 | 11 | 9 | 11 | 8
7498 | 313 | 11 | 9 | 10 | 1 | 0 | 0 | 0 | 1 | 0 | 0 | 1 | 0 | 0 | 0 | 0 | 0 | 0 | 0 | 11 | 9 | 11 | 8
7499 | 313 | 11 | 9 | 11 | 1 | 0 | 0 | 0 | 1 | 0 | 0 | 1 | 0 | 0 | 0 | 0 | 0 | 0 | 0 | 11 | 9 | 11 | 8
7500 | 313 | 11 | 9 | 12 | 1 | 0 | 0 | 0 | 1 | 0 | 0 | 1 | 0 | 0 | 0 | 0 | 0 | 0 | 0 | 11 | 9 | 11 | 8
7501 | 313 | 11 | 9 | 13 | 1 | 0 | 0 | 0 | 1 | 0 | 0 | 1 | 0 | 0 | 0 | 0 | 0 | 0 | 0 | 11 | 9 | 11 | 8
7502 | 313 | 11 | 9 | 14 | 1 | 0 | 0 | 0 | 1 | 0 | 0 | 1 | 0 | 0 | 0 | 0 | 0 | 0 | 0 | 11 | 9 | 11 | 8
7503 | 313 | 11 | 9 | 15 | 1 | 0 | 0 | 0 | 1 | 0 | 0 | 1 | 0 | 0 | 0 | 0 | 0 | 0 | 0 | 11 | 9 | 11 | 8
7504 | 313 | 11 | 9 | 16 | 1 | 0 | 0 | 0 | 1 | 0 | 0 | 1 | 0 | 0 | 0 | 0 | 0 | 0 | 0 | 11 | 9 | 11 | 8
7505 | 313 | 11 | 9 | 17 | 1 | 0 | 0 | 0 | 1 | 0 | 0 | 1 | 0 | 0 | 0 | 0 | 0 | 0 | 0 | 11 | 9 | 11 | 8
7506 | 313 | 11 | 9 | 18 | 1 | 0 | 0 | 0 | 1 | 0 | 0 | 1 | 0 | 0 | 0 | 0 | 0 | 0 | 0 | 11 | 9 | 11 | 8
7507 | 313 | 11 | 9 | 19 | 1 | 0 | 0 | 0 | 1 | 0 | 0 | 1 | 0 | 0 | 0 | 0 | 0 | 0 | 0 | 11 | 9 | 11 | 8
7508 | 313 | 11 | 9 | 20 | 1 | 0 | 0 | 0 | 1 | 0 | 0 | 1 | 0 | 0 | 0 | 0 | 0 | 0 | 0 | 11 | 9 | 11 | 8
7509 | 313 | 11 | 9 | 21 | 1 | 0 | 0 | 0 | 1 | 0 | 0 | 1 | 0 | 0 | 0 | 0 | 0 | 0 | 0 | 11 | 9 | 11 | 8
7510 | 313 | 11 | 9 | 22 | 1 | 0 | 0 | 0 | 1 | 0 | 0 | 1 | 0 | 0 | 0 | 0 | 0 | 0 | 0 | 11 | 9 | 11 | 8
7511 | 313 | 11 | 9 | 23 | 1 | 0 | 0 | 0 | 1 | 0 | 0 | 1 | 0 | 0 | 0 | 0 | 0 | 0 | 0 | 11 | 9 | 11 | 8
7512 | 313 | 11 | 9 | 24 | 1 | 0 | 0 | 0 | 1 | 0 | 0 | 1 | 0 | 0 | 0 | 0 | 0 | 0 | 0 | 11 | 9 | 11 | 8
7513 | 314 | 11 | 10 | 1 | 1 | 0 | 0 | 0 | 1 | 0 | 0 | 1 | 0 | 0 | 0 | 0 | 0 | 0 | 0 | 11 | 10 | 11 | 9
7514 | 314 | 11 | 10 | 2 | 1 | 0 | 0 | 0 | 1 | 0 | 0 | 1 | 0 | 0 | 0 | 0 | 0 | 0 | 0 | 11 | 10 | 11 | 9
7515 | 314 | 11 | 10 | 3 | 1 | 0 | 0 | 0 | 1 | 0 | 0 | 1 | 0 | 0 | 0 | 0 | 0 | 0 | 0 | 11 | 10 | 11 | 9
7516 | 314 | 11 | 10 | 4 | 1 | 0 | 0 | 0 | 1 | 0 | 0 | 1 | 0 | 0 | 0 | 0 | 0 | 0 | 0 | 11 | 10 | 11 | 9
7517 | 314 | 11 | 10 | 5 | 1 | 0 | 0 | 0 | 1 | 0 | 0 | 1 | 0 | 0 | 0 | 0 | 0 | 0 | 0 | 11 | 10 | 11 | 9
7518 | 314 | 11 | 10 | 6 | 1 | 0 | 0 | 0 | 1 | 0 | 0 | 1 | 0 | 0 | 0 | 0 | 0 | 0 | 0 | 11 | 10 | 11 | 9
7519 | 314 | 11 | 10 | 7 | 1 | 0 | 0 | 0 | 1 | 0 | 0 | 1 | 0 | 0 | 0 | 0 | 0 | 0 | 0 | 11 | 10 | 11 | 9
7520 | 314 | 11 | 10 | 8 | 1 | 0 | 0 | 0 | 1 | 0 | 0 | 1 | 0 | 0 | 0 | 0 | 0 | 0 | 0 | 11 | 10 | 11 | 9
7521 | 314 | 11 | 10 | 9 | 1 | 0 | 0 | 0 | 1 | 0 | 0 | 1 | 0 | 0 | 0 | 0 | 0 | 0 | 0 | 11 | 10 | 11 | 9
7522 | 314 | 11 | 10 | 10 | 1 | 0 | 0 | 0 | 1 | 0 | 0 | 1 | 0 | 0 | 0 | 0 | 0 | 0 | 0 | 11 | 10 | 11 | 9
7523 | 314 | 11 | 10 | 11 | 1 | 0 | 0 | 0 | 1 | 0 | 0 | 1 | 0 | 0 | 0 | 0 | 0 | 0 | 0 | 11 | 10 | 11 | 9
7524 | 314 | 11 | 10 | 12 | 1 | 0 | 0 | 0 | 1 | 0 | 0 | 1 | 0 | 0 | 0 | 0 | 0 | 0 | 0 | 11 | 10 | 11 | 9
7525 | 314 | 11 | 10 | 13 | 1 | 0 | 0 | 0 | 1 | 0 | 0 | 1 | 0 | 0 | 0 | 0 | 0 | 0 | 0 | 11 | 10 | 11 | 9
7526 | 314 | 11 | 10 | 14 | 1 | 0 | 0 | 0 | 1 | 0 | 0 | 1 | 0 | 0 | 0 | 0 | 0 | 0 | 0 | 11 | 10 | 11 | 9
7527 | 314 | 11 | 10 | 15 | 1 | 0 | 0 | 0 | 1 | 0 | 0 | 1 | 0 | 0 | 0 | 0 | 0 | 0 | 0 | 11 | 10 | 11 | 9
7528 | 314 | 11 | 10 | 16 | 1 | 0 | 0 | 0 | 1 | 0 | 0 | 1 | 0 | 0 | 0 | 0 | 0 | 0 | 0 | 11 | 10 | 11 | 9
7529 | 314 | 11 | 10 | 17 | 1 | 0 | 0 | 0 | 1 | 0 | 0 | 1 | 0 | 0 | 0 | 0 | 0 | 0 | 0 | 11 | 10 | 11 | 9
7530 | 314 | 11 | 10 | 18 | 1 | 0 | 0 | 0 | 1 | 0 | 0 | 1 | 0 | 0 | 0 | 0 | 0 | 0 | 0 | 11 | 10 | 11 | 9
7531 | 314 | 11 | 10 | 19 | 1 | 0 | 0 | 0 | 1 | 0 | 0 | 1 | 0 | 0 | 0 | 0 | 0 | 0 | 0 | 11 | 10 | 11 | 9
7532 | 314 | 11 | 10 | 20 | 1 | 0 | 0 | 0 | 1 | 0 | 0 | 1 | 0 | 0 | 0 | 0 | 0 | 0 | 0 | 11 | 10 | 11 | 9
7533 | 314 | 11 | 10 | 21 | 1 | 0 | 0 | 0 | 1 | 0 | 0 | 1 | 0 | 0 | 0 | 0 | 0 | 0 | 0 | 11 | 10 | 11 | 9
7534 | 314 | 11 | 10 | 22 | 1 | 0 | 0 | 0 | 1 | 0 | 0 | 1 | 0 | 0 | 0 | 0 | 0 | 0 | 0 | 11 | 10 | 11 | 9
7535 | 314 | 11 | 10 | 23 | 1 | 0 | 0 | 0 | 1 | 0 | 0 | 1 | 0 | 0 | 0 | 0 | 0 | 0 | 0 | 11 | 10 | 11 | 9
7536 | 314 | 11 | 10 | 24 | 1 | 0 | 0 | 0 | 1 | 0 | 0 | 1 | 0 | 0 | 0 | 0 | 0 | 0 | 0 | 11 | 10 | 11 | 9
7537 | 315 | 11 | 11 | 1 | 0 | 0 | 0 | 0 | 1 | 0 | 0 | 1 | 0 | 0 | 0 | 0 | 0 | 0 | 0 | 11 | 11 | 11 | 10
7538 | 315 | 11 | 11 | 2 | 0 | 0 | 0 | 0 | 1 | 0 | 0 | 1 | 0 | 0 | 0 | 0 | 0 | 0 | 0 | 11 | 11 | 11 | 10
7539 | 315 | 11 | 11 | 3 | 0 | 0 | 0 | 0 | 1 | 0 | 0 | 1 | 0 | 0 | 0 | 0 | 0 | 0 | 0 | 11 | 11 | 11 | 10
7540 | 315 | 11 | 11 | 4 | 0 | 0 | 0 | 0 | 1 | 0 | 0 | 1 | 0 | 0 | 0 | 0 | 0 | 0 | 0 | 11 | 11 | 11 | 10
7541 | 315 | 11 | 11 | 5 | 0 | 0 | 0 | 0 | 1 | 0 | 0 | 1 | 0 | 0 | 0 | 0 | 0 | 0 | 0 | 11 | 11 | 11 | 10
7542 | 315 | 11 | 11 | 6 | 0 | 0 | 0 | 0 | 1 | 0 | 0 | 1 | 0 | 0 | 0 | 0 | 0 | 0 | 0 | 11 | 11 | 11 | 10
7543 | 315 | 11 | 11 | 7 | 0 | 0 | 0 | 0 | 1 | 0 | 0 | 1 | 0 | 0 | 0 | 0 | 0 | 0 | 0 | 11 | 11 | 11 | 10
7544 | 315 | 11 | 11 | 8 | 0 | 0 | 0 | 0 | 1 | 0 | 0 | 1 | 0 | 0 | 0 | 0 | 0 | 0 | 0 | 11 | 11 | 11 | 10
7545 | 315 | 11 | 11 | 9 | 0 | 0 | 0 | 0 | 1 | 0 | 0 | 1 | 0 | 0 | 0 | 0 | 0 | 0 | 0 | 11 | 11 | 11 | 10
7546 | 315 | 11 | 11 | 10 | 0 | 0 | 0 | 0 | 1 | 0 | 0 | 1 | 0 | 0 | 0 | 0 | 0 | 0 | 0 | 11 | 11 | 11 | 10
7547 | 315 | 11 | 11 | 11 | 0 | 0 | 0 | 0 | 1 | 0 | 0 | 1 | 0 | 0 | 0 | 0 | 0 | 0 | 0 | 11 | 11 | 11 | 10
7548 | 315 | 11 | 11 | 12 | 0 | 0 | 0 | 0 | 1 | 0 | 0 | 1 | 0 | 0 | 0 | 0 | 0 | 0 | 0 | 11 | 11 | 11 | 10
7549 | 315 | 11 | 11 | 13 | 0 | 0 | 0 | 0 | 1 | 0 | 0 | 1 | 0 | 0 | 0 | 0 | 0 | 0 | 0 | 11 | 11 | 11 | 10
7550 | 315 | 11 | 11 | 14 | 0 | 0 | 0 | 0 | 1 | 0 | 0 | 1 | 0 | 0 | 0 | 0 | 0 | 0 | 0 | 11 | 11 | 11 | 10
7551 | 315 | 11 | 11 | 15 | 0 | 0 | 0 | 0 | 1 | 0 | 0 | 1 | 0 | 0 | 0 | 0 | 0 | 0 | 0 | 11 | 11 | 11 | 10
7552 | 315 | 11 | 11 | 16 | 0 | 0 | 0 | 0 | 1 | 0 | 0 | 1 | 0 | 0 | 0 | 0 | 0 | 0 | 0 | 11 | 11 | 11 | 10
7553 | 315 | 11 | 11 | 17 | 0 | 0 | 0 | 0 | 1 | 0 | 0 | 1 | 0 | 0 | 0 | 0 | 0 | 0 | 0 | 11 | 11 | 11 | 10
7554 | 315 | 11 | 11 | 18 | 0 | 0 | 0 | 0 | 1 | 0 | 0 | 1 | 0 | 0 | 0 | 0 | 0 | 0 | 0 | 11 | 11 | 11 | 10
7555 | 315 | 11 | 11 | 19 | 0 | 0 | 0 | 0 | 1 | 0 | 0 | 1 | 0 | 0 | 0 | 0 | 0 | 0 | 0 | 11 | 11 | 11 | 10
7556 | 315 | 11 | 11 | 20 | 0 | 0 | 0 | 0 | 1 | 0 | 0 | 1 | 0 | 0 | 0 | 0 | 0 | 0 | 0 | 11 | 11 | 11 | 10
7557 | 315 | 11 | 11 | 21 | 0 | 0 | 0 | 0 | 1 | 0 | 0 | 1 | 0 | 0 | 0 | 0 | 0 | 0 | 0 | 11 | 11 | 11 | 10
7558 | 315 | 11 | 11 | 22 | 0 | 0 | 0 | 0 | 1 | 0 | 0 | 1 | 0 | 0 | 0 | 0 | 0 | 0 | 0 | 11 | 11 | 11 | 10
7559 | 315 | 11 | 11 | 23 | 0 | 0 | 0 | 0 | 1 | 0 | 0 | 1 | 0 | 0 | 0 | 0 | 0 | 0 | 0 | 11 | 11 | 11 | 10
7560 | 315 | 11 | 11 | 24 | 0 | 0 | 0 | 0 | 1 | 0 | 0 | 1 | 0 | 0 | 0 | 0 | 0 | 0 | 0 | 11 | 11 | 11 | 10
7561 | 316 | 11 | 12 | 1 | 0 | 0 | 0 | 0 | 1 | 0 | 0 | 1 | 0 | 0 | 0 | 0 | 0 | 0 | 0 | 11 | 12 | 11 | 11
7562 | 316 | 11 | 12 | 2 | 0 | 0 | 0 | 0 | 1 | 0 | 0 | 1 | 0 | 0 | 0 | 0 | 0 | 0 | 0 | 11 | 12 | 11 | 11
7563 | 316 | 11 | 12 | 3 | 0 | 0 | 0 | 0 | 1 | 0 | 0 | 1 | 0 | 0 | 0 | 0 | 0 | 0 | 0 | 11 | 12 | 11 | 11
7564 | 316 | 11 | 12 | 4 | 0 | 0 | 0 | 0 | 1 | 0 | 0 | 1 | 0 | 0 | 0 | 0 | 0 | 0 | 0 | 11 | 12 | 11 | 11
7565 | 316 | 11 | 12 | 5 | 0 | 0 | 0 | 0 | 1 | 0 | 0 | 1 | 0 | 0 | 0 | 0 | 0 | 0 | 0 | 11 | 12 | 11 | 11
7566 | 316 | 11 | 12 | 6 | 0 | 0 | 0 | 0 | 1 | 0 | 0 | 1 | 0 | 0 | 0 | 0 | 0 | 0 | 0 | 11 | 12 | 11 | 11
7567 | 316 | 11 | 12 | 7 | 0 | 0 | 0 | 0 | 1 | 0 | 0 | 1 | 0 | 0 | 0 | 0 | 0 | 0 | 0 | 11 | 12 | 11 | 11
7568 | 316 | 11 | 12 | 8 | 0 | 0 | 0 | 0 | 1 | 0 | 0 | 1 | 0 | 0 | 0 | 0 | 0 | 0 | 0 | 11 | 12 | 11 | 11
7569 | 316 | 11 | 12 | 9 | 0 | 0 | 0 | 0 | 1 | 0 | 0 | 1 | 0 | 0 | 0 | 0 | 0 | 0 | 0 | 11 | 12 | 11 | 11
7570 | 316 | 11 | 12 | 10 | 0 | 0 | 0 | 0 | 1 | 0 | 0 | 1 | 0 | 0 | 0 | 0 | 0 | 0 | 0 | 11 | 12 | 11 | 11
7571 | 316 | 11 | 12 | 11 | 0 | 0 | 0 | 0 | 1 | 0 | 0 | 1 | 0 | 0 | 0 | 0 | 0 | 0 | 0 | 11 | 12 | 11 | 11
7572 | 316 | 11 | 12 | 12 | 0 | 0 | 0 | 0 | 1 | 0 | 0 | 1 | 0 | 0 | 0 | 0 | 0 | 0 | 0 | 11 | 12 | 11 | 11
7573 | 316 | 11 | 12 | 13 | 0 | 0 | 0 | 0 | 1 | 0 | 0 | 1 | 0 | 0 | 0 | 0 | 0 | 0 | 0 | 11 | 12 | 11 | 11
7574 | 316 | 11 | 12 | 14 | 0 | 0 | 0 | 0 | 1 | 0 | 0 | 1 | 0 | 0 | 0 | 0 | 0 | 0 | 0 | 11 | 12 | 11 | 11
7575 | 316 | 11 | 12 | 15 | 0 | 0 | 0 | 0 | 1 | 0 | 0 | 1 | 0 | 0 | 0 | 0 | 0 | 0 | 0 | 11 | 12 | 11 | 11
7576 | 316 | 11 | 12 | 16 | 0 | 0 | 0 | 0 | 1 | 0 | 0 | 1 | 0 | 0 | 0 | 0 | 0 | 0 | 0 | 11 | 12 | 11 | 11
7577 | 316 | 11 | 12 | 17 | 0 | 0 | 0 | 0 | 1 | 0 | 0 | 1 | 0 | 0 | 0 | 0 | 0 | 0 | 0 | 11 | 12 | 11 | 11
7578 | 316 | 11 | 12 | 18 | 0 | 0 | 0 | 0 | 1 | 0 | 0 | 1 | 0 | 0 | 0 | 0 | 0 | 0 | 0 | 11 | 12 | 11 | 11
7579 | 316 | 11 | 12 | 19 | 0 | 0 | 0 | 0 | 1 | 0 | 0 | 1 | 0 | 0 | 0 | 0 | 0 | 0 | 0 | 11 | 12 | 11 | 11
7580 | 316 | 11 | 12 | 20 | 0 | 0 | 0 | 0 | 1 | 0 | 0 | 1 | 0 | 0 | 0 | 0 | 0 | 0 | 0 | 11 | 12 | 11 | 11
7581 | 316 | 11 | 12 | 21 | 0 | 0 | 0 | 0 | 1 | 0 | 0 | 1 | 0 | 0 | 0 | 0 | 0 | 0 | 0 | 11 | 12 | 11 | 11
7582 | 316 | 11 | 12 | 22 | 0 | 0 | 0 | 0 | 1 | 0 | 0 | 1 | 0 | 0 | 0 | 0 | 0 | 0 | 0 | 11 | 12 | 11 | 11
7583 | 316 | 11 | 12 | 23 | 0 | 0 | 0 | 0 | 1 | 0 | 0 | 1 | 0 | 0 | 0 | 0 | 0 | 0 | 0 | 11 | 12 | 11 | 11
7584 | 316 | 11 | 12 | 24 | 0 | 0 | 0 | 0 | 1 | 0 | 0 | 1 | 0 | 0 | 0 | 0 | 0 | 0 | 0 | 11 | 12 | 11 | 11
7585 | 317 | 11 | 13 | 1 | 1 | 0 | 0 | 0 | 1 | 0 | 0 | 1 | 0 | 0 | 0 | 0 | 0 | 0 | 0 | 11 | 13 | 11 | 12
7586 | 317 | 11 | 13 | 2 | 1 | 0 | 0 | 0 | 1 | 0 | 0 | 1 | 0 | 0 | 0 | 0 | 0 | 0 | 0 | 11 | 13 | 11 | 12
7587 | 317 | 11 | 13 | 3 | 1 | 0 | 0 | 0 | 1 | 0 | 0 | 1 | 0 | 0 | 0 | 0 | 0 | 0 | 0 | 11 | 13 | 11 | 12
7588 | 317 | 11 | 13 | 4 | 1 | 0 | 0 | 0 | 1 | 0 | 0 | 1 | 0 | 0 | 0 | 0 | 0 | 0 | 0 | 11 | 13 | 11 | 12
7589 | 317 | 11 | 13 | 5 | 1 | 0 | 0 | 0 | 1 | 0 | 0 | 1 | 0 | 0 | 0 | 0 | 0 | 0 | 0 | 11 | 13 | 11 | 12
7590 | 317 | 11 | 13 | 6 | 1 | 0 | 0 | 0 | 1 | 0 | 0 | 1 | 0 | 0 | 0 | 0 | 0 | 0 | 0 | 11 | 13 | 11 | 12
7591 | 317 | 11 | 13 | 7 | 1 | 0 | 0 | 0 | 1 | 0 | 0 | 1 | 0 | 0 | 0 | 0 | 0 | 0 | 0 | 11 | 13 | 11 | 12
7592 | 317 | 11 | 13 | 8 | 1 | 0 | 0 | 0 | 1 | 0 | 0 | 1 | 0 | 0 | 0 | 0 | 0 | 0 | 0 | 11 | 13 | 11 | 12
7593 | 317 | 11 | 13 | 9 | 1 | 0 | 0 | 0 | 1 | 0 | 0 | 1 | 0 | 0 | 0 | 0 | 0 | 0 | 0 | 11 | 13 | 11 | 12
7594 | 317 | 11 | 13 | 10 | 1 | 0 | 0 | 0 | 1 | 0 | 0 | 1 | 0 | 0 | 0 | 0 | 0 | 0 | 0 | 11 | 13 | 11 | 12
7595 | 317 | 11 | 13 | 11 | 1 | 0 | 0 | 0 | 1 | 0 | 0 | 1 | 0 | 0 | 0 | 0 | 0 | 0 | 0 | 11 | 13 | 11 | 12
7596 | 317 | 11 | 13 | 12 | 1 | 0 | 0 | 0 | 1 | 0 | 0 | 1 | 0 | 0 | 0 | 0 | 0 | 0 | 0 | 11 | 13 | 11 | 12
7597 | 317 | 11 | 13 | 13 | 1 | 0 | 0 | 0 | 1 | 0 | 0 | 1 | 0 | 0 | 0 | 0 | 0 | 0 | 0 | 11 | 13 | 11 | 12
7598 | 317 | 11 | 13 | 14 | 1 | 0 | 0 | 0 | 1 | 0 | 0 | 1 | 0 | 0 | 0 | 0 | 0 | 0 | 0 | 11 | 13 | 11 | 12
7599 | 317 | 11 | 13 | 15 | 1 | 0 | 0 | 0 | 1 | 0 | 0 | 1 | 0 | 0 | 0 | 0 | 0 | 0 | 0 | 11 | 13 | 11 | 12
7600 | 317 | 11 | 13 | 16 | 1 | 0 | 0 | 0 | 1 | 0 | 0 | 1 | 0 | 0 | 0 | 0 | 0 | 0 | 0 | 11 | 13 | 11 | 12
7601 | 317 | 11 | 13 | 17 | 1 | 0 | 0 | 0 | 1 | 0 | 0 | 1 | 0 | 0 | 0 | 0 | 0 | 0 | 0 | 11 | 13 | 11 | 12
7602 | 317 | 11 | 13 | 18 | 1 | 0 | 0 | 0 | 1 | 0 | 0 | 1 | 0 | 0 | 0 | 0 | 0 | 0 | 0 | 11 | 13 | 11 | 12
7603 | 317 | 11 | 13 | 19 | 1 | 0 | 0 | 0 | 1 | 0 | 0 | 1 | 0 | 0 | 0 | 0 | 0 | 0 | 0 | 11 | 13 | 11 | 12
7604 | 317 | 11 | 13 | 20 | 1 | 0 | 0 | 0 | 1 | 0 | 0 | 1 | 0 | 0 | 0 | 0 | 0 | 0 | 0 | 11 | 13 | 11 | 12
7605 | 317 | 11 | 13 | 21 | 1 | 0 | 0 | 0 | 1 | 0 | 0 | 1 | 0 | 0 | 0 | 0 | 0 | 0 | 0 | 11 | 13 | 11 | 12
7606 | 317 | 11 | 13 | 22 | 1 | 0 | 0 | 0 | 1 | 0 | 0 | 1 | 0 | 0 | 0 | 0 | 0 | 0 | 0 | 11 | 13 | 11 | 12
7607 | 317 | 11 | 13 | 23 | 1 | 0 | 0 | 0 | 1 | 0 | 0 | 1 | 0 | 0 | 0 | 0 | 0 | 0 | 0 | 11 | 13 | 11 | 12
7608 | 317 | 11 | 13 | 24 | 1 | 0 | 0 | 0 | 1 | 0 | 0 | 1 | 0 | 0 | 0 | 0 | 0 | 0 | 0 | 11 | 13 | 11 | 12
7609 | 318 | 11 | 14 | 1 | 1 | 0 | 0 | 0 | 1 | 0 | 0 | 1 | 0 | 0 | 0 | 0 | 0 | 0 | 0 | 11 | 14 | 11 | 13
7610 | 318 | 11 | 14 | 2 | 1 | 0 | 0 | 0 | 1 | 0 | 0 | 1 | 0 | 0 | 0 | 0 | 0 | 0 | 0 | 11 | 14 | 11 | 13
7611 | 318 | 11 | 14 | 3 | 1 | 0 | 0 | 0 | 1 | 0 | 0 | 1 | 0 | 0 | 0 | 0 | 0 | 0 | 0 | 11 | 14 | 11 | 13
7612 | 318 | 11 | 14 | 4 | 1 | 0 | 0 | 0 | 1 | 0 | 0 | 1 | 0 | 0 | 0 | 0 | 0 | 0 | 0 | 11 | 14 | 11 | 13
7613 | 318 | 11 | 14 | 5 | 1 | 0 | 0 | 0 | 1 | 0 | 0 | 1 | 0 | 0 | 0 | 0 | 0 | 0 | 0 | 11 | 14 | 11 | 13
7614 | 318 | 11 | 14 | 6 | 1 | 0 | 0 | 0 | 1 | 0 | 0 | 1 | 0 | 0 | 0 | 0 | 0 | 0 | 0 | 11 | 14 | 11 | 13
7615 | 318 | 11 | 14 | 7 | 1 | 0 | 0 | 0 | 1 | 0 | 0 | 1 | 0 | 0 | 0 | 0 | 0 | 0 | 0 | 11 | 14 | 11 | 13
7616 | 318 | 11 | 14 | 8 | 1 | 0 | 0 | 0 | 1 | 0 | 0 | 1 | 0 | 0 | 0 | 0 | 0 | 0 | 0 | 11 | 14 | 11 | 13
7617 | 318 | 11 | 14 | 9 | 1 | 0 | 0 | 0 | 1 | 0 | 0 | 1 | 0 | 0 | 0 | 0 | 0 | 0 | 0 | 11 | 14 | 11 | 13
7618 | 318 | 11 | 14 | 10 | 1 | 0 | 0 | 0 | 1 | 0 | 0 | 1 | 0 | 0 | 0 | 0 | 0 | 0 | 0 | 11 | 14 | 11 | 13
7619 | 318 | 11 | 14 | 11 | 1 | 0 | 0 | 0 | 1 | 0 | 0 | 1 | 0 | 0 | 0 | 0 | 0 | 0 | 0 | 11 | 14 | 11 | 13
7620 | 318 | 11 | 14 | 12 | 1 | 0 | 0 | 0 | 1 | 0 | 0 | 1 | 0 | 0 | 0 | 0 | 0 | 0 | 0 | 11 | 14 | 11 | 13
7621 | 318 | 11 | 14 | 13 | 1 | 0 | 0 | 0 | 1 | 0 | 0 | 1 | 0 | 0 | 0 | 0 | 0 | 0 | 0 | 11 | 14 | 11 | 13
7622 | 318 | 11 | 14 | 14 | 1 | 0 | 0 | 0 | 1 | 0 | 0 | 1 | 0 | 0 | 0 | 0 | 0 | 0 | 0 | 11 | 14 | 11 | 13
7623 | 318 | 11 | 14 | 15 | 1 | 0 | 0 | 0 | 1 | 0 | 0 | 1 | 0 | 0 | 0 | 0 | 0 | 0 | 0 | 11 | 14 | 11 | 13
7624 | 318 | 11 | 14 | 16 | 1 | 0 | 0 | 0 | 1 | 0 | 0 | 1 | 0 | 0 | 0 | 0 | 0 | 0 | 0 | 11 | 14 | 11 | 13
7625 | 318 | 11 | 14 | 17 | 1 | 0 | 0 | 0 | 1 | 0 | 0 | 1 | 0 | 0 | 0 | 0 | 0 | 0 | 0 | 11 | 14 | 11 | 13
7626 | 318 | 11 | 14 | 18 | 1 | 0 | 0 | 0 | 1 | 0 | 0 | 1 | 0 | 0 | 0 | 0 | 0 | 0 | 0 | 11 | 14 | 11 | 13
7627 | 318 | 11 | 14 | 19 | 1 | 0 | 0 | 0 | 1 | 0 | 0 | 1 | 0 | 0 | 0 | 0 | 0 | 0 | 0 | 11 | 14 | 11 | 13
7628 | 318 | 11 | 14 | 20 | 1 | 0 | 0 | 0 | 1 | 0 | 0 | 1 | 0 | 0 | 0 | 0 | 0 | 0 | 0 | 11 | 14 | 11 | 13
7629 | 318 | 11 | 14 | 21 | 1 | 0 | 0 | 0 | 1 | 0 | 0 | 1 | 0 | 0 | 0 | 0 | 0 | 0 | 0 | 11 | 14 | 11 | 13
7630 | 318 | 11 | 14 | 22 | 1 | 0 | 0 | 0 | 1 | 0 | 0 | 1 | 0 | 0 | 0 | 0 | 0 | 0 | 0 | 11 | 14 | 11 | 13
7631 | 318 | 11 | 14 | 23 | 1 | 0 | 0 | 0 | 1 | 0 | 0 | 1 | 0 | 0 | 0 | 0 | 0 | 0 | 0 | 11 | 14 | 11 | 13
7632 | 318 | 11 | 14 | 24 | 1 | 0 | 0 | 0 | 1 | 0 | 0 | 1 | 0 | 0 | 0 | 0 | 0 | 0 | 0 | 11 | 14 | 11 | 13
7633 | 319 | 11 | 15 | 1 | 1 | 0 | 0 | 0 | 1 | 0 | 0 | 1 | 0 | 0 | 0 | 0 | 0 | 0 | 0 | 11 | 15 | 11 | 14
7634 | 319 | 11 | 15 | 2 | 1 | 0 | 0 | 0 | 1 | 0 | 0 | 1 | 0 | 0 | 0 | 0 | 0 | 0 | 0 | 11 | 15 | 11 | 14
7635 | 319 | 11 | 15 | 3 | 1 | 0 | 0 | 0 | 1 | 0 | 0 | 1 | 0 | 0 | 0 | 0 | 0 | 0 | 0 | 11 | 15 | 11 | 14
7636 | 319 | 11 | 15 | 4 | 1 | 0 | 0 | 0 | 1 | 0 | 0 | 1 | 0 | 0 | 0 | 0 | 0 | 0 | 0 | 11 | 15 | 11 | 14
7637 | 319 | 11 | 15 | 5 | 1 | 0 | 0 | 0 | 1 | 0 | 0 | 1 | 0 | 0 | 0 | 0 | 0 | 0 | 0 | 11 | 15 | 11 | 14
7638 | 319 | 11 | 15 | 6 | 1 | 0 | 0 | 0 | 1 | 0 | 0 | 1 | 0 | 0 | 0 | 0 | 0 | 0 | 0 | 11 | 15 | 11 | 14
7639 | 319 | 11 | 15 | 7 | 1 | 0 | 0 | 0 | 1 | 0 | 0 | 1 | 0 | 0 | 0 | 0 | 0 | 0 | 0 | 11 | 15 | 11 | 14
7640 | 319 | 11 | 15 | 8 | 1 | 0 | 0 | 0 | 1 | 0 | 0 | 1 | 0 | 0 | 0 | 0 | 0 | 0 | 0 | 11 | 15 | 11 | 14
7641 | 319 | 11 | 15 | 9 | 1 | 0 | 0 | 0 | 1 | 0 | 0 | 1 | 0 | 0 | 0 | 0 | 0 | 0 | 0 | 11 | 15 | 11 | 14
7642 | 319 | 11 | 15 | 10 | 1 | 0 | 0 | 0 | 1 | 0 | 0 | 1 | 0 | 0 | 0 | 0 | 0 | 0 | 0 | 11 | 15 | 11 | 14
7643 | 319 | 11 | 15 | 11 | 1 | 0 | 0 | 0 | 1 | 0 | 0 | 1 | 0 | 0 | 0 | 0 | 0 | 0 | 0 | 11 | 15 | 11 | 14
7644 | 319 | 11 | 15 | 12 | 1 | 0 | 0 | 0 | 1 | 0 | 0 | 1 | 0 | 0 | 0 | 0 | 0 | 0 | 0 | 11 | 15 | 11 | 14
7645 | 319 | 11 | 15 | 13 | 1 | 0 | 0 | 0 | 1 | 0 | 0 | 1 | 0 | 0 | 0 | 0 | 0 | 0 | 0 | 11 | 15 | 11 | 14
7646 | 319 | 11 | 15 | 14 | 1 | 0 | 0 | 0 | 1 | 0 | 0 | 1 | 0 | 0 | 0 | 0 | 0 | 0 | 0 | 11 | 15 | 11 | 14
7647 | 319 | 11 | 15 | 15 | 1 | 0 | 0 | 0 | 1 | 0 | 0 | 1 | 0 | 0 | 0 | 0 | 0 | 0 | 0 | 11 | 15 | 11 | 14
7648 | 319 | 11 | 15 | 16 | 1 | 0 | 0 | 0 | 1 | 0 | 0 | 1 | 0 | 0 | 0 | 0 | 0 | 0 | 0 | 11 | 15 | 11 | 14
7649 | 319 | 11 | 15 | 17 | 1 | 0 | 0 | 0 | 1 | 0 | 0 | 1 | 0 | 0 | 0 | 0 | 0 | 0 | 0 | 11 | 15 | 11 | 14
7650 | 319 | 11 | 15 | 18 | 1 | 0 | 0 | 0 | 1 | 0 | 0 | 1 | 0 | 0 | 0 | 0 | 0 | 0 | 0 | 11 | 15 | 11 | 14
7651 | 319 | 11 | 15 | 19 | 1 | 0 | 0 | 0 | 1 | 0 | 0 | 1 | 0 | 0 | 0 | 0 | 0 | 0 | 0 | 11 | 15 | 11 | 14
7652 | 319 | 11 | 15 | 20 | 1 | 0 | 0 | 0 | 1 | 0 | 0 | 1 | 0 | 0 | 0 | 0 | 0 | 0 | 0 | 11 | 15 | 11 | 14
7653 | 319 | 11 | 15 | 21 | 1 | 0 | 0 | 0 | 1 | 0 | 0 | 1 | 0 | 0 | 0 | 0 | 0 | 0 | 0 | 11 | 15 | 11 | 14
7654 | 319 | 11 | 15 | 22 | 1 | 0 | 0 | 0 | 1 | 0 | 0 | 1 | 0 | 0 | 0 | 0 | 0 | 0 | 0 | 11 | 15 | 11 | 14
7655 | 319 | 11 | 15 | 23 | 1 | 0 | 0 | 0 | 1 | 0 | 0 | 1 | 0 | 0 | 0 | 0 | 0 | 0 | 0 | 11 | 15 | 11 | 14
7656 | 319 | 11 | 15 | 24 | 1 | 0 | 0 | 0 | 1 | 0 | 0 | 1 | 0 | 0 | 0 | 0 | 0 | 0 | 0 | 11 | 15 | 11 | 14
7657 | 320 | 11 | 16 | 1 | 1 | 0 | 0 | 0 | 1 | 0 | 0 | 1 | 0 | 0 | 0 | 0 | 0 | 0 | 0 | 11 | 16 | 11 | 15
7658 | 320 | 11 | 16 | 2 | 1 | 0 | 0 | 0 | 1 | 0 | 0 | 1 | 0 | 0 | 0 | 0 | 0 | 0 | 0 | 11 | 16 | 11 | 15
7659 | 320 | 11 | 16 | 3 | 1 | 0 | 0 | 0 | 1 | 0 | 0 | 1 | 0 | 0 | 0 | 0 | 0 | 0 | 0 | 11 | 16 | 11 | 15
7660 | 320 | 11 | 16 | 4 | 1 | 0 | 0 | 0 | 1 | 0 | 0 | 1 | 0 | 0 | 0 | 0 | 0 | 0 | 0 | 11 | 16 | 11 | 15
7661 | 320 | 11 | 16 | 5 | 1 | 0 | 0 | 0 | 1 | 0 | 0 | 1 | 0 | 0 | 0 | 0 | 0 | 0 | 0 | 11 | 16 | 11 | 15
7662 | 320 | 11 | 16 | 6 | 1 | 0 | 0 | 0 | 1 | 0 | 0 | 1 | 0 | 0 | 0 | 0 | 0 | 0 | 0 | 11 | 16 | 11 | 15
7663 | 320 | 11 | 16 | 7 | 1 | 0 | 0 | 0 | 1 | 0 | 0 | 1 | 0 | 0 | 0 | 0 | 0 | 0 | 0 | 11 | 16 | 11 | 15
7664 | 320 | 11 | 16 | 8 | 1 | 0 | 0 | 0 | 1 | 0 | 0 | 1 | 0 | 0 | 0 | 0 | 0 | 0 | 0 | 11 | 16 | 11 | 15
7665 | 320 | 11 | 16 | 9 | 1 | 0 | 0 | 0 | 1 | 0 | 0 | 1 | 0 | 0 | 0 | 0 | 0 | 0 | 0 | 11 | 16 | 11 | 15
7666 | 320 | 11 | 16 | 10 | 1 | 0 | 0 | 0 | 1 | 0 | 0 | 1 | 0 | 0 | 0 | 0 | 0 | 0 | 0 | 11 | 16 | 11 | 15
7667 | 320 | 11 | 16 | 11 | 1 | 0 | 0 | 0 | 1 | 0 | 0 | 1 | 0 | 0 | 0 | 0 | 0 | 0 | 0 | 11 | 16 | 11 | 15
7668 | 320 | 11 | 16 | 12 | 1 | 0 | 0 | 0 | 1 | 0 | 0 | 1 | 0 | 0 | 0 | 0 | 0 | 0 | 0 | 11 | 16 | 11 | 15
7669 | 320 | 11 | 16 | 13 | 1 | 0 | 0 | 0 | 1 | 0 | 0 | 1 | 0 | 0 | 0 | 0 | 0 | 0 | 0 | 11 | 16 | 11 | 15
7670 | 320 | 11 | 16 | 14 | 1 | 0 | 0 | 0 | 1 | 0 | 0 | 1 | 0 | 0 | 0 | 0 | 0 | 0 | 0 | 11 | 16 | 11 | 15
7671 | 320 | 11 | 16 | 15 | 1 | 0 | 0 | 0 | 1 | 0 | 0 | 1 | 0 | 0 | 0 | 0 | 0 | 0 | 0 | 11 | 16 | 11 | 15
7672 | 320 | 11 | 16 | 16 | 1 | 0 | 0 | 0 | 1 | 0 | 0 | 1 | 0 | 0 | 0 | 0 | 0 | 0 | 0 | 11 | 16 | 11 | 15
7673 | 320 | 11 | 16 | 17 | 1 | 0 | 0 | 0 | 1 | 0 | 0 | 1 | 0 | 0 | 0 | 0 | 0 | 0 | 0 | 11 | 16 | 11 | 15
7674 | 320 | 11 | 16 | 18 | 1 | 0 | 0 | 0 | 1 | 0 | 0 | 1 | 0 | 0 | 0 | 0 | 0 | 0 | 0 | 11 | 16 | 11 | 15
7675 | 320 | 11 | 16 | 19 | 1 | 0 | 0 | 0 | 1 | 0 | 0 | 1 | 0 | 0 | 0 | 0 | 0 | 0 | 0 | 11 | 16 | 11 | 15
7676 | 320 | 11 | 16 | 20 | 1 | 0 | 0 | 0 | 1 | 0 | 0 | 1 | 0 | 0 | 0 | 0 | 0 | 0 | 0 | 11 | 16 | 11 | 15
7677 | 320 | 11 | 16 | 21 | 1 | 0 | 0 | 0 | 1 | 0 | 0 | 1 | 0 | 0 | 0 | 0 | 0 | 0 | 0 | 11 | 16 | 11 | 15
7678 | 320 | 11 | 16 | 22 | 1 | 0 | 0 | 0 | 1 | 0 | 0 | 1 | 0 | 0 | 0 | 0 | 0 | 0 | 0 | 11 | 16 | 11 | 15
7679 | 320 | 11 | 16 | 23 | 1 | 0 | 0 | 0 | 1 | 0 | 0 | 1 | 0 | 0 | 0 | 0 | 0 | 0 | 0 | 11 | 16 | 11 | 15
7680 | 320 | 11 | 16 | 24 | 1 | 0 | 0 | 0 | 1 | 0 | 0 | 1 | 0 | 0 | 0 | 0 | 0 | 0 | 0 | 11 | 16 | 11 | 15
7681 | 321 | 11 | 17 | 1 | 1 | 0 | 0 | 0 | 1 | 0 | 0 | 1 | 0 | 0 | 0 | 0 | 0 | 0 | 0 | 11 | 17 | 11 | 16
7682 | 321 | 11 | 17 | 2 | 1 | 0 | 0 | 0 | 1 | 0 | 0 | 1 | 0 | 0 | 0 | 0 | 0 | 0 | 0 | 11 | 17 | 11 | 16
7683 | 321 | 11 | 17 | 3 | 1 | 0 | 0 | 0 | 1 | 0 | 0 | 1 | 0 | 0 | 0 | 0 | 0 | 0 | 0 | 11 | 17 | 11 | 16
7684 | 321 | 11 | 17 | 4 | 1 | 0 | 0 | 0 | 1 | 0 | 0 | 1 | 0 | 0 | 0 | 0 | 0 | 0 | 0 | 11 | 17 | 11 | 16
7685 | 321 | 11 | 17 | 5 | 1 | 0 | 0 | 0 | 1 | 0 | 0 | 1 | 0 | 0 | 0 | 0 | 0 | 0 | 0 | 11 | 17 | 11 | 16
7686 | 321 | 11 | 17 | 6 | 1 | 0 | 0 | 0 | 1 | 0 | 0 | 1 | 0 | 0 | 0 | 0 | 0 | 0 | 0 | 11 | 17 | 11 | 16
7687 | 321 | 11 | 17 | 7 | 1 | 0 | 0 | 0 | 1 | 0 | 0 | 1 | 0 | 0 | 0 | 0 | 0 | 0 | 0 | 11 | 17 | 11 | 16
7688 | 321 | 11 | 17 | 8 | 1 | 0 | 0 | 0 | 1 | 0 | 0 | 1 | 0 | 0 | 0 | 0 | 0 | 0 | 0 | 11 | 17 | 11 | 16
7689 | 321 | 11 | 17 | 9 | 1 | 0 | 0 | 0 | 1 | 0 | 0 | 1 | 0 | 0 | 0 | 0 | 0 | 0 | 0 | 11 | 17 | 11 | 16
7690 | 321 | 11 | 17 | 10 | 1 | 0 | 0 | 0 | 1 | 0 | 0 | 1 | 0 | 0 | 0 | 0 | 0 | 0 | 0 | 11 | 17 | 11 | 16
7691 | 321 | 11 | 17 | 11 | 1 | 0 | 0 | 0 | 1 | 0 | 0 | 1 | 0 | 0 | 0 | 0 | 0 | 0 | 0 | 11 | 17 | 11 | 16
7692 | 321 | 11 | 17 | 12 | 1 | 0 | 0 | 0 | 1 | 0 | 0 | 1 | 0 | 0 | 0 | 0 | 0 | 0 | 0 | 11 | 17 | 11 | 16
7693 | 321 | 11 | 17 | 13 | 1 | 0 | 0 | 0 | 1 | 0 | 0 | 1 | 0 | 0 | 0 | 0 | 0 | 0 | 0 | 11 | 17 | 11 | 16
7694 | 321 | 11 | 17 | 14 | 1 | 0 | 0 | 0 | 1 | 0 | 0 | 1 | 0 | 0 | 0 | 0 | 0 | 0 | 0 | 11 | 17 | 11 | 16
7695 | 321 | 11 | 17 | 15 | 1 | 0 | 0 | 0 | 1 | 0 | 0 | 1 | 0 | 0 | 0 | 0 | 0 | 0 | 0 | 11 | 17 | 11 | 16
7696 | 321 | 11 | 17 | 16 | 1 | 0 | 0 | 0 | 1 | 0 | 0 | 1 | 0 | 0 | 0 | 0 | 0 | 0 | 0 | 11 | 17 | 11 | 16
7697 | 321 | 11 | 17 | 17 | 1 | 0 | 0 | 0 | 1 | 0 | 0 | 1 | 0 | 0 | 0 | 0 | 0 | 0 | 0 | 11 | 17 | 11 | 16
7698 | 321 | 11 | 17 | 18 | 1 | 0 | 0 | 0 | 1 | 0 | 0 | 1 | 0 | 0 | 0 | 0 | 0 | 0 | 0 | 11 | 17 | 11 | 16
7699 | 321 | 11 | 17 | 19 | 1 | 0 | 0 | 0 | 1 | 0 | 0 | 1 | 0 | 0 | 0 | 0 | 0 | 0 | 0 | 11 | 17 | 11 | 16
7700 | 321 | 11 | 17 | 20 | 1 | 0 | 0 | 0 | 1 | 0 | 0 | 1 | 0 | 0 | 0 | 0 | 0 | 0 | 0 | 11 | 17 | 11 | 16
7701 | 321 | 11 | 17 | 21 | 1 | 0 | 0 | 0 | 1 | 0 | 0 | 1 | 0 | 0 | 0 | 0 | 0 | 0 | 0 | 11 | 17 | 11 | 16
7702 | 321 | 11 | 17 | 22 | 1 | 0 | 0 | 0 | 1 | 0 | 0 | 1 | 0 | 0 | 0 | 0 | 0 | 0 | 0 | 11 | 17 | 11 | 16
7703 | 321 | 11 | 17 | 23 | 1 | 0 | 0 | 0 | 1 | 0 | 0 | 1 | 0 | 0 | 0 | 0 | 0 | 0 | 0 | 11 | 17 | 11 | 16
7704 | 321 | 11 | 17 | 24 | 1 | 0 | 0 | 0 | 1 | 0 | 0 | 1 | 0 | 0 | 0 | 0 | 0 | 0 | 0 | 11 | 17 | 11 | 16
7705 | 322 | 11 | 18 | 1 | 0 | 0 | 0 | 0 | 1 | 0 | 0 | 1 | 0 | 0 | 0 | 0 | 0 | 0 | 0 | 11 | 18 | 11 | 17
7706 | 322 | 11 | 18 | 2 | 0 | 0 | 0 | 0 | 1 | 0 | 0 | 1 | 0 | 0 | 0 | 0 | 0 | 0 | 0 | 11 | 18 | 11 | 17
7707 | 322 | 11 | 18 | 3 | 0 | 0 | 0 | 0 | 1 | 0 | 0 | 1 | 0 | 0 | 0 | 0 | 0 | 0 | 0 | 11 | 18 | 11 | 17
7708 | 322 | 11 | 18 | 4 | 0 | 0 | 0 | 0 | 1 | 0 | 0 | 1 | 0 | 0 | 0 | 0 | 0 | 0 | 0 | 11 | 18 | 11 | 17
7709 | 322 | 11 | 18 | 5 | 0 | 0 | 0 | 0 | 1 | 0 | 0 | 1 | 0 | 0 | 0 | 0 | 0 | 0 | 0 | 11 | 18 | 11 | 17
7710 | 322 | 11 | 18 | 6 | 0 | 0 | 0 | 0 | 1 | 0 | 0 | 1 | 0 | 0 | 0 | 0 | 0 | 0 | 0 | 11 | 18 | 11 | 17
7711 | 322 | 11 | 18 | 7 | 0 | 0 | 0 | 0 | 1 | 0 | 0 | 1 | 0 | 0 | 0 | 0 | 0 | 0 | 0 | 11 | 18 | 11 | 17
7712 | 322 | 11 | 18 | 8 | 0 | 0 | 0 | 0 | 1 | 0 | 0 | 1 | 0 | 0 | 0 | 0 | 0 | 0 | 0 | 11 | 18 | 11 | 17
7713 | 322 | 11 | 18 | 9 | 0 | 0 | 0 | 0 | 1 | 0 | 0 | 1 | 0 | 0 | 0 | 0 | 0 | 0 | 0 | 11 | 18 | 11 | 17
7714 | 322 | 11 | 18 | 10 | 0 | 0 | 0 | 0 | 1 | 0 | 0 | 1 | 0 | 0 | 0 | 0 | 0 | 0 | 0 | 11 | 18 | 11 | 17
7715 | 322 | 11 | 18 | 11 | 0 | 0 | 0 | 0 | 1 | 0 | 0 | 1 | 0 | 0 | 0 | 0 | 0 | 0 | 0 | 11 | 18 | 11 | 17
7716 | 322 | 11 | 18 | 12 | 0 | 0 | 0 | 0 | 1 | 0 | 0 | 1 | 0 | 0 | 0 | 0 | 0 | 0 | 0 | 11 | 18 | 11 | 17
7717 | 322 | 11 | 18 | 13 | 0 | 0 | 0 | 0 | 1 | 0 | 0 | 1 | 0 | 0 | 0 | 0 | 0 | 0 | 0 | 11 | 18 | 11 | 17
7718 | 322 | 11 | 18 | 14 | 0 | 0 | 0 | 0 | 1 | 0 | 0 | 1 | 0 | 0 | 0 | 0 | 0 | 0 | 0 | 11 | 18 | 11 | 17
7719 | 322 | 11 | 18 | 15 | 0 | 0 | 0 | 0 | 1 | 0 | 0 | 1 | 0 | 0 | 0 | 0 | 0 | 0 | 0 | 11 | 18 | 11 | 17
7720 | 322 | 11 | 18 | 16 | 0 | 0 | 0 | 0 | 1 | 0 | 0 | 1 | 0 | 0 | 0 | 0 | 0 | 0 | 0 | 11 | 18 | 11 | 17
7721 | 322 | 11 | 18 | 17 | 0 | 0 | 0 | 0 | 1 | 0 | 0 | 1 | 0 | 0 | 0 | 0 | 0 | 0 | 0 | 11 | 18 | 11 | 17
7722 | 322 | 11 | 18 | 18 | 0 | 0 | 0 | 0 | 1 | 0 | 0 | 1 | 0 | 0 | 0 | 0 | 0 | 0 | 0 | 11 | 18 | 11 | 17
7723 | 322 | 11 | 18 | 19 | 0 | 0 | 0 | 0 | 1 | 0 | 0 | 1 | 0 | 0 | 0 | 0 | 0 | 0 | 0 | 11 | 18 | 11 | 17
7724 | 322 | 11 | 18 | 20 | 0 | 0 | 0 | 0 | 1 | 0 | 0 | 1 | 0 | 0 | 0 | 0 | 0 | 0 | 0 | 11 | 18 | 11 | 17
7725 | 322 | 11 | 18 | 21 | 0 | 0 | 0 | 0 | 1 | 0 | 0 | 1 | 0 | 0 | 0 | 0 | 0 | 0 | 0 | 11 | 18 | 11 | 17
7726 | 322 | 11 | 18 | 22 | 0 | 0 | 0 | 0 | 1 | 0 | 0 | 1 | 0 | 0 | 0 | 0 | 0 | 0 | 0 | 11 | 18 | 11 | 17
7727 | 322 | 11 | 18 | 23 | 0 | 0 | 0 | 0 | 1 | 0 | 0 | 1 | 0 | 0 | 0 | 0 | 0 | 0 | 0 | 11 | 18 | 11 | 17
7728 | 322 | 11 | 18 | 24 | 0 | 0 | 0 | 0 | 1 | 0 | 0 | 1 | 0 | 0 | 0 | 0 | 0 | 0 | 0 | 11 | 18 | 11 | 17
7729 | 323 | 11 | 19 | 1 | 0 | 0 | 0 | 0 | 1 | 0 | 0 | 1 | 0 | 0 | 0 | 0 | 0 | 0 | 0 | 11 | 19 | 11 | 18
7730 | 323 | 11 | 19 | 2 | 0 | 0 | 0 | 0 | 1 | 0 | 0 | 1 | 0 | 0 | 0 | 0 | 0 | 0 | 0 | 11 | 19 | 11 | 18
7731 | 323 | 11 | 19 | 3 | 0 | 0 | 0 | 0 | 1 | 0 | 0 | 1 | 0 | 0 | 0 | 0 | 0 | 0 | 0 | 11 | 19 | 11 | 18
7732 | 323 | 11 | 19 | 4 | 0 | 0 | 0 | 0 | 1 | 0 | 0 | 1 | 0 | 0 | 0 | 0 | 0 | 0 | 0 | 11 | 19 | 11 | 18
7733 | 323 | 11 | 19 | 5 | 0 | 0 | 0 | 0 | 1 | 0 | 0 | 1 | 0 | 0 | 0 | 0 | 0 | 0 | 0 | 11 | 19 | 11 | 18
7734 | 323 | 11 | 19 | 6 | 0 | 0 | 0 | 0 | 1 | 0 | 0 | 1 | 0 | 0 | 0 | 0 | 0 | 0 | 0 | 11 | 19 | 11 | 18
7735 | 323 | 11 | 19 | 7 | 0 | 0 | 0 | 0 | 1 | 0 | 0 | 1 | 0 | 0 | 0 | 0 | 0 | 0 | 0 | 11 | 19 | 11 | 18
7736 | 323 | 11 | 19 | 8 | 0 | 0 | 0 | 0 | 1 | 0 | 0 | 1 | 0 | 0 | 0 | 0 | 0 | 0 | 0 | 11 | 19 | 11 | 18
7737 | 323 | 11 | 19 | 9 | 0 | 0 | 0 | 0 | 1 | 0 | 0 | 1 | 0 | 0 | 0 | 0 | 0 | 0 | 0 | 11 | 19 | 11 | 18
7738 | 323 | 11 | 19 | 10 | 0 | 0 | 0 | 0 | 1 | 0 | 0 | 1 | 0 | 0 | 0 | 0 | 0 | 0 | 0 | 11 | 19 | 11 | 18
7739 | 323 | 11 | 19 | 11 | 0 | 0 | 0 | 0 | 1 | 0 | 0 | 1 | 0 | 0 | 0 | 0 | 0 | 0 | 0 | 11 | 19 | 11 | 18
7740 | 323 | 11 | 19 | 12 | 0 | 0 | 0 | 0 | 1 | 0 | 0 | 1 | 0 | 0 | 0 | 0 | 0 | 0 | 0 | 11 | 19 | 11 | 18
7741 | 323 | 11 | 19 | 13 | 0 | 0 | 0 | 0 | 1 | 0 | 0 | 1 | 0 | 0 | 0 | 0 | 0 | 0 | 0 | 11 | 19 | 11 | 18
7742 | 323 | 11 | 19 | 14 | 0 | 0 | 0 | 0 | 1 | 0 | 0 | 1 | 0 | 0 | 0 | 0 | 0 | 0 | 0 | 11 | 19 | 11 | 18
7743 | 323 | 11 | 19 | 15 | 0 | 0 | 0 | 0 | 1 | 0 | 0 | 1 | 0 | 0 | 0 | 0 | 0 | 0 | 0 | 11 | 19 | 11 | 18
7744 | 323 | 11 | 19 | 16 | 0 | 0 | 0 | 0 | 1 | 0 | 0 | 1 | 0 | 0 | 0 | 0 | 0 | 0 | 0 | 11 | 19 | 11 | 18
7745 | 323 | 11 | 19 | 17 | 0 | 0 | 0 | 0 | 1 | 0 | 0 | 1 | 0 | 0 | 0 | 0 | 0 | 0 | 0 | 11 | 19 | 11 | 18
7746 | 323 | 11 | 19 | 18 | 0 | 0 | 0 | 0 | 1 | 0 | 0 | 1 | 0 | 0 | 0 | 0 | 0 | 0 | 0 | 11 | 19 | 11 | 18
7747 | 323 | 11 | 19 | 19 | 0 | 0 | 0 | 0 | 1 | 0 | 0 | 1 | 0 | 0 | 0 | 0 | 0 | 0 | 0 | 11 | 19 | 11 | 18
7748 | 323 | 11 | 19 | 20 | 0 | 0 | 0 | 0 | 1 | 0 | 0 | 1 | 0 | 0 | 0 | 0 | 0 | 0 | 0 | 11 | 19 | 11 | 18
7749 | 323 | 11 | 19 | 21 | 0 | 0 | 0 | 0 | 1 | 0 | 0 | 1 | 0 | 0 | 0 | 0 | 0 | 0 | 0 | 11 | 19 | 11 | 18
7750 | 323 | 11 | 19 | 22 | 0 | 0 | 0 | 0 | 1 | 0 | 0 | 1 | 0 | 0 | 0 | 0 | 0 | 0 | 0 | 11 | 19 | 11 | 18
7751 | 323 | 11 | 19 | 23 | 0 | 0 | 0 | 0 | 1 | 0 | 0 | 1 | 0 | 0 | 0 | 0 | 0 | 0 | 0 | 11 | 19 | 11 | 18
7752 | 323 | 11 | 19 | 24 | 0 | 0 | 0 | 0 | 1 | 0 | 0 | 1 | 0 | 0 | 0 | 0 | 0 | 0 | 0 | 11 | 19 | 11 | 18
7753 | 324 | 11 | 20 | 1 | 1 | 0 | 0 | 0 | 1 | 0 | 0 | 1 | 0 | 0 | 0 | 0 | 0 | 0 | 0 | 11 | 20 | 11 | 19
7754 | 324 | 11 | 20 | 2 | 1 | 0 | 0 | 0 | 1 | 0 | 0 | 1 | 0 | 0 | 0 | 0 | 0 | 0 | 0 | 11 | 20 | 11 | 19
7755 | 324 | 11 | 20 | 3 | 1 | 0 | 0 | 0 | 1 | 0 | 0 | 1 | 0 | 0 | 0 | 0 | 0 | 0 | 0 | 11 | 20 | 11 | 19
7756 | 324 | 11 | 20 | 4 | 1 | 0 | 0 | 0 | 1 | 0 | 0 | 1 | 0 | 0 | 0 | 0 | 0 | 0 | 0 | 11 | 20 | 11 | 19
7757 | 324 | 11 | 20 | 5 | 1 | 0 | 0 | 0 | 1 | 0 | 0 | 1 | 0 | 0 | 0 | 0 | 0 | 0 | 0 | 11 | 20 | 11 | 19
7758 | 324 | 11 | 20 | 6 | 1 | 0 | 0 | 0 | 1 | 0 | 0 | 1 | 0 | 0 | 0 | 0 | 0 | 0 | 0 | 11 | 20 | 11 | 19
7759 | 324 | 11 | 20 | 7 | 1 | 0 | 0 | 0 | 1 | 0 | 0 | 1 | 0 | 0 | 0 | 0 | 0 | 0 | 0 | 11 | 20 | 11 | 19
7760 | 324 | 11 | 20 | 8 | 1 | 0 | 0 | 0 | 1 | 0 | 0 | 1 | 0 | 0 | 0 | 0 | 0 | 0 | 0 | 11 | 20 | 11 | 19
7761 | 324 | 11 | 20 | 9 | 1 | 0 | 0 | 0 | 1 | 0 | 0 | 1 | 0 | 0 | 0 | 0 | 0 | 0 | 0 | 11 | 20 | 11 | 19
7762 | 324 | 11 | 20 | 10 | 1 | 0 | 0 | 0 | 1 | 0 | 0 | 1 | 0 | 0 | 0 | 0 | 0 | 0 | 0 | 11 | 20 | 11 | 19
7763 | 324 | 11 | 20 | 11 | 1 | 0 | 0 | 0 | 1 | 0 | 0 | 1 | 0 | 0 | 0 | 0 | 0 | 0 | 0 | 11 | 20 | 11 | 19
7764 | 324 | 11 | 20 | 12 | 1 | 0 | 0 | 0 | 1 | 0 | 0 | 1 | 0 | 0 | 0 | 0 | 0 | 0 | 0 | 11 | 20 | 11 | 19
7765 | 324 | 11 | 20 | 13 | 1 | 0 | 0 | 0 | 1 | 0 | 0 | 1 | 0 | 0 | 0 | 0 | 0 | 0 | 0 | 11 | 20 | 11 | 19
7766 | 324 | 11 | 20 | 14 | 1 | 0 | 0 | 0 | 1 | 0 | 0 | 1 | 0 | 0 | 0 | 0 | 0 | 0 | 0 | 11 | 20 | 11 | 19
7767 | 324 | 11 | 20 | 15 | 1 | 0 | 0 | 0 | 1 | 0 | 0 | 1 | 0 | 0 | 0 | 0 | 0 | 0 | 0 | 11 | 20 | 11 | 19
7768 | 324 | 11 | 20 | 16 | 1 | 0 | 0 | 0 | 1 | 0 | 0 | 1 | 0 | 0 | 0 | 0 | 0 | 0 | 0 | 11 | 20 | 11 | 19
7769 | 324 | 11 | 20 | 17 | 1 | 0 | 0 | 0 | 1 | 0 | 0 | 1 | 0 | 0 | 0 | 0 | 0 | 0 | 0 | 11 | 20 | 11 | 19
7770 | 324 | 11 | 20 | 18 | 1 | 0 | 0 | 0 | 1 | 0 | 0 | 1 | 0 | 0 | 0 | 0 | 0 | 0 | 0 | 11 | 20 | 11 | 19
7771 | 324 | 11 | 20 | 19 | 1 | 0 | 0 | 0 | 1 | 0 | 0 | 1 | 0 | 0 | 0 | 0 | 0 | 0 | 0 | 11 | 20 | 11 | 19
7772 | 324 | 11 | 20 | 20 | 1 | 0 | 0 | 0 | 1 | 0 | 0 | 1 | 0 | 0 | 0 | 0 | 0 | 0 | 0 | 11 | 20 | 11 | 19
7773 | 324 | 11 | 20 | 21 | 1 | 0 | 0 | 0 | 1 | 0 | 0 | 1 | 0 | 0 | 0 | 0 | 0 | 0 | 0 | 11 | 20 | 11 | 19
7774 | 324 | 11 | 20 | 22 | 1 | 0 | 0 | 0 | 1 | 0 | 0 | 1 | 0 | 0 | 0 | 0 | 0 | 0 | 0 | 11 | 20 | 11 | 19
7775 | 324 | 11 | 20 | 23 | 1 | 0 | 0 | 0 | 1 | 0 | 0 | 1 | 0 | 0 | 0 | 0 | 0 | 0 | 0 | 11 | 20 | 11 | 19
7776 | 324 | 11 | 20 | 24 | 1 | 0 | 0 | 0 | 1 | 0 | 0 | 1 | 0 | 0 | 0 | 0 | 0 | 0 | 0 | 11 | 20 | 11 | 19
7777 | 325 | 11 | 21 | 1 | 1 | 0 | 0 | 0 | 1 | 0 | 0 | 1 | 0 | 0 | 0 | 0 | 0 | 0 | 0 | 11 | 21 | 11 | 20
7778 | 325 | 11 | 21 | 2 | 1 | 0 | 0 | 0 | 1 | 0 | 0 | 1 | 0 | 0 | 0 | 0 | 0 | 0 | 0 | 11 | 21 | 11 | 20
7779 | 325 | 11 | 21 | 3 | 1 | 0 | 0 | 0 | 1 | 0 | 0 | 1 | 0 | 0 | 0 | 0 | 0 | 0 | 0 | 11 | 21 | 11 | 20
7780 | 325 | 11 | 21 | 4 | 1 | 0 | 0 | 0 | 1 | 0 | 0 | 1 | 0 | 0 | 0 | 0 | 0 | 0 | 0 | 11 | 21 | 11 | 20
7781 | 325 | 11 | 21 | 5 | 1 | 0 | 0 | 0 | 1 | 0 | 0 | 1 | 0 | 0 | 0 | 0 | 0 | 0 | 0 | 11 | 21 | 11 | 20
7782 | 325 | 11 | 21 | 6 | 1 | 0 | 0 | 0 | 1 | 0 | 0 | 1 | 0 | 0 | 0 | 0 | 0 | 0 | 0 | 11 | 21 | 11 | 20
7783 | 325 | 11 | 21 | 7 | 1 | 0 | 0 | 0 | 1 | 0 | 0 | 1 | 0 | 0 | 0 | 0 | 0 | 0 | 0 | 11 | 21 | 11 | 20
7784 | 325 | 11 | 21 | 8 | 1 | 0 | 0 | 0 | 1 | 0 | 0 | 1 | 0 | 0 | 0 | 0 | 0 | 0 | 0 | 11 | 21 | 11 | 20
7785 | 325 | 11 | 21 | 9 | 1 | 0 | 0 | 0 | 1 | 0 | 0 | 1 | 0 | 0 | 0 | 0 | 0 | 0 | 0 | 11 | 21 | 11 | 20
7786 | 325 | 11 | 21 | 10 | 1 | 0 | 0 | 0 | 1 | 0 | 0 | 1 | 0 | 0 | 0 | 0 | 0 | 0 | 0 | 11 | 21 | 11 | 20
7787 | 325 | 11 | 21 | 11 | 1 | 0 | 0 | 0 | 1 | 0 | 0 | 1 | 0 | 0 | 0 | 0 | 0 | 0 | 0 | 11 | 21 | 11 | 20
7788 | 325 | 11 | 21 | 12 | 1 | 0 | 0 | 0 | 1 | 0 | 0 | 1 | 0 | 0 | 0 | 0 | 0 | 0 | 0 | 11 | 21 | 11 | 20
7789 | 325 | 11 | 21 | 13 | 1 | 0 | 0 | 0 | 1 | 0 | 0 | 1 | 0 | 0 | 0 | 0 | 0 | 0 | 0 | 11 | 21 | 11 | 20
7790 | 325 | 11 | 21 | 14 | 1 | 0 | 0 | 0 | 1 | 0 | 0 | 1 | 0 | 0 | 0 | 0 | 0 | 0 | 0 | 11 | 21 | 11 | 20
7791 | 325 | 11 | 21 | 15 | 1 | 0 | 0 | 0 | 1 | 0 | 0 | 1 | 0 | 0 | 0 | 0 | 0 | 0 | 0 | 11 | 21 | 11 | 20
7792 | 325 | 11 | 21 | 16 | 1 | 0 | 0 | 0 | 1 | 0 | 0 | 1 | 0 | 0 | 0 | 0 | 0 | 0 | 0 | 11 | 21 | 11 | 20
7793 | 325 | 11 | 21 | 17 | 1 | 0 | 0 | 0 | 1 | 0 | 0 | 1 | 0 | 0 | 0 | 0 | 0 | 0 | 0 | 11 | 21 | 11 | 20
7794 | 325 | 11 | 21 | 18 | 1 | 0 | 0 | 0 | 1 | 0 | 0 | 1 | 0 | 0 | 0 | 0 | 0 | 0 | 0 | 11 | 21 | 11 | 20
7795 | 325 | 11 | 21 | 19 | 1 | 0 | 0 | 0 | 1 | 0 | 0 | 1 | 0 | 0 | 0 | 0 | 0 | 0 | 0 | 11 | 21 | 11 | 20
7796 | 325 | 11 | 21 | 20 | 1 | 0 | 0 | 0 | 1 | 0 | 0 | 1 | 0 | 0 | 0 | 0 | 0 | 0 | 0 | 11 | 21 | 11 | 20
7797 | 325 | 11 | 21 | 21 | 1 | 0 | 0 | 0 | 1 | 0 | 0 | 1 | 0 | 0 | 0 | 0 | 0 | 0 | 0 | 11 | 21 | 11 | 20
7798 | 325 | 11 | 21 | 22 | 1 | 0 | 0 | 0 | 1 | 0 | 0 | 1 | 0 | 0 | 0 | 0 | 0 | 0 | 0 | 11 | 21 | 11 | 20
7799 | 325 | 11 | 21 | 23 | 1 | 0 | 0 | 0 | 1 | 0 | 0 | 1 | 0 | 0 | 0 | 0 | 0 | 0 | 0 | 11 | 21 | 11 | 20
7800 | 325 | 11 | 21 | 24 | 1 | 0 | 0 | 0 | 1 | 0 | 0 | 1 | 0 | 0 | 0 | 0 | 0 | 0 | 0 | 11 | 21 | 11 | 20
7801 | 326 | 11 | 22 | 1 | 1 | 0 | 0 | 0 | 1 | 0 | 0 | 1 | 0 | 0 | 0 | 0 | 0 | 0 | 0 | 11 | 22 | 11 | 21
7802 | 326 | 11 | 22 | 2 | 1 | 0 | 0 | 0 | 1 | 0 | 0 | 1 | 0 | 0 | 0 | 0 | 0 | 0 | 0 | 11 | 22 | 11 | 21
7803 | 326 | 11 | 22 | 3 | 1 | 0 | 0 | 0 | 1 | 0 | 0 | 1 | 0 | 0 | 0 | 0 | 0 | 0 | 0 | 11 | 22 | 11 | 21
7804 | 326 | 11 | 22 | 4 | 1 | 0 | 0 | 0 | 1 | 0 | 0 | 1 | 0 | 0 | 0 | 0 | 0 | 0 | 0 | 11 | 22 | 11 | 21
7805 | 326 | 11 | 22 | 5 | 1 | 0 | 0 | 0 | 1 | 0 | 0 | 1 | 0 | 0 | 0 | 0 | 0 | 0 | 0 | 11 | 22 | 11 | 21
7806 | 326 | 11 | 22 | 6 | 1 | 0 | 0 | 0 | 1 | 0 | 0 | 1 | 0 | 0 | 0 | 0 | 0 | 0 | 0 | 11 | 22 | 11 | 21
7807 | 326 | 11 | 22 | 7 | 1 | 0 | 0 | 0 | 1 | 0 | 0 | 1 | 0 | 0 | 0 | 0 | 0 | 0 | 0 | 11 | 22 | 11 | 21
7808 | 326 | 11 | 22 | 8 | 1 | 0 | 0 | 0 | 1 | 0 | 0 | 1 | 0 | 0 | 0 | 0 | 0 | 0 | 0 | 11 | 22 | 11 | 21
7809 | 326 | 11 | 22 | 9 | 1 | 0 | 0 | 0 | 1 | 0 | 0 | 1 | 0 | 0 | 0 | 0 | 0 | 0 | 0 | 11 | 22 | 11 | 21
7810 | 326 | 11 | 22 | 10 | 1 | 0 | 0 | 0 | 1 | 0 | 0 | 1 | 0 | 0 | 0 | 0 | 0 | 0 | 0 | 11 | 22 | 11 | 21
7811 | 326 | 11 | 22 | 11 | 1 | 0 | 0 | 0 | 1 | 0 | 0 | 1 | 0 | 0 | 0 | 0 | 0 | 0 | 0 | 11 | 22 | 11 | 21
7812 | 326 | 11 | 22 | 12 | 1 | 0 | 0 | 0 | 1 | 0 | 0 | 1 | 0 | 0 | 0 | 0 | 0 | 0 | 0 | 11 | 22 | 11 | 21
7813 | 326 | 11 | 22 | 13 | 1 | 0 | 0 | 0 | 1 | 0 | 0 | 1 | 0 | 0 | 0 | 0 | 0 | 0 | 0 | 11 | 22 | 11 | 21
7814 | 326 | 11 | 22 | 14 | 1 | 0 | 0 | 0 | 1 | 0 | 0 | 1 | 0 | 0 | 0 | 0 | 0 | 0 | 0 | 11 | 22 | 11 | 21
7815 | 326 | 11 | 22 | 15 | 1 | 0 | 0 | 0 | 1 | 0 | 0 | 1 | 0 | 0 | 0 | 0 | 0 | 0 | 0 | 11 | 22 | 11 | 21
7816 | 326 | 11 | 22 | 16 | 1 | 0 | 0 | 0 | 1 | 0 | 0 | 1 | 0 | 0 | 0 | 0 | 0 | 0 | 0 | 11 | 22 | 11 | 21
7817 | 326 | 11 | 22 | 17 | 1 | 0 | 0 | 0 | 1 | 0 | 0 | 1 | 0 | 0 | 0 | 0 | 0 | 0 | 0 | 11 | 22 | 11 | 21
7818 | 326 | 11 | 22 | 18 | 1 | 0 | 0 | 0 | 1 | 0 | 0 | 1 | 0 | 0 | 0 | 0 | 0 | 0 | 0 | 11 | 22 | 11 | 21
7819 | 326 | 11 | 22 | 19 | 1 | 0 | 0 | 0 | 1 | 0 | 0 | 1 | 0 | 0 | 0 | 0 | 0 | 0 | 0 | 11 | 22 | 11 | 21
7820 | 326 | 11 | 22 | 20 | 1 | 0 | 0 | 0 | 1 | 0 | 0 | 1 | 0 | 0 | 0 | 0 | 0 | 0 | 0 | 11 | 22 | 11 | 21
7821 | 326 | 11 | 22 | 21 | 1 | 0 | 0 | 0 | 1 | 0 | 0 | 1 | 0 | 0 | 0 | 0 | 0 | 0 | 0 | 11 | 22 | 11 | 21
7822 | 326 | 11 | 22 | 22 | 1 | 0 | 0 | 0 | 1 | 0 | 0 | 1 | 0 | 0 | 0 | 0 | 0 | 0 | 0 | 11 | 22 | 11 | 21
7823 | 326 | 11 | 22 | 23 | 1 | 0 | 0 | 0 | 1 | 0 | 0 | 1 | 0 | 0 | 0 | 0 | 0 | 0 | 0 | 11 | 22 | 11 | 21
7824 | 326 | 11 | 22 | 24 | 1 | 0 | 0 | 0 | 1 | 0 | 0 | 1 | 0 | 0 | 0 | 0 | 0 | 0 | 0 | 11 | 22 | 11 | 21
7825 | 327 | 11 | 23 | 1 | 1 | 0 | 0 | 0 | 1 | 0 | 0 | 1 | 0 | 0 | 0 | 0 | 0 | 0 | 0 | 11 | 23 | 11 | 22
7826 | 327 | 11 | 23 | 2 | 1 | 0 | 0 | 0 | 1 | 0 | 0 | 1 | 0 | 0 | 0 | 0 | 0 | 0 | 0 | 11 | 23 | 11 | 22
7827 | 327 | 11 | 23 | 3 | 1 | 0 | 0 | 0 | 1 | 0 | 0 | 1 | 0 | 0 | 0 | 0 | 0 | 0 | 0 | 11 | 23 | 11 | 22
7828 | 327 | 11 | 23 | 4 | 1 | 0 | 0 | 0 | 1 | 0 | 0 | 1 | 0 | 0 | 0 | 0 | 0 | 0 | 0 | 11 | 23 | 11 | 22
7829 | 327 | 11 | 23 | 5 | 1 | 0 | 0 | 0 | 1 | 0 | 0 | 1 | 0 | 0 | 0 | 0 | 0 | 0 | 0 | 11 | 23 | 11 | 22
7830 | 327 | 11 | 23 | 6 | 1 | 0 | 0 | 0 | 1 | 0 | 0 | 1 | 0 | 0 | 0 | 0 | 0 | 0 | 0 | 11 | 23 | 11 | 22
7831 | 327 | 11 | 23 | 7 | 1 | 0 | 0 | 0 | 1 | 0 | 0 | 1 | 0 | 0 | 0 | 0 | 0 | 0 | 0 | 11 | 23 | 11 | 22
7832 | 327 | 11 | 23 | 8 | 1 | 0 | 0 | 0 | 1 | 0 | 0 | 1 | 0 | 0 | 0 | 0 | 0 | 0 | 0 | 11 | 23 | 11 | 22
7833 | 327 | 11 | 23 | 9 | 1 | 0 | 0 | 0 | 1 | 0 | 0 | 1 | 0 | 0 | 0 | 0 | 0 | 0 | 0 | 11 | 23 | 11 | 22
7834 | 327 | 11 | 23 | 10 | 1 | 0 | 0 | 0 | 1 | 0 | 0 | 1 | 0 | 0 | 0 | 0 | 0 | 0 | 0 | 11 | 23 | 11 | 22
7835 | 327 | 11 | 23 | 11 | 1 | 0 | 0 | 0 | 1 | 0 | 0 | 1 | 0 | 0 | 0 | 0 | 0 | 0 | 0 | 11 | 23 | 11 | 22
7836 | 327 | 11 | 23 | 12 | 1 | 0 | 0 | 0 | 1 | 0 | 0 | 1 | 0 | 0 | 0 | 0 | 0 | 0 | 0 | 11 | 23 | 11 | 22
7837 | 327 | 11 | 23 | 13 | 1 | 0 | 0 | 0 | 1 | 0 | 0 | 1 | 0 | 0 | 0 | 0 | 0 | 0 | 0 | 11 | 23 | 11 | 22
7838 | 327 | 11 | 23 | 14 | 1 | 0 | 0 | 0 | 1 | 0 | 0 | 1 | 0 | 0 | 0 | 0 | 0 | 0 | 0 | 11 | 23 | 11 | 22
7839 | 327 | 11 | 23 | 15 | 1 | 0 | 0 | 0 | 1 | 0 | 0 | 1 | 0 | 0 | 0 | 0 | 0 | 0 | 0 | 11 | 23 | 11 | 22
7840 | 327 | 11 | 23 | 16 | 1 | 0 | 0 | 0 | 1 | 0 | 0 | 1 | 0 | 0 | 0 | 0 | 0 | 0 | 0 | 11 | 23 | 11 | 22
7841 | 327 | 11 | 23 | 17 | 1 | 0 | 0 | 0 | 1 | 0 | 0 | 1 | 0 | 0 | 0 | 0 | 0 | 0 | 0 | 11 | 23 | 11 | 22
7842 | 327 | 11 | 23 | 18 | 1 | 0 | 0 | 0 | 1 | 0 | 0 | 1 | 0 | 0 | 0 | 0 | 0 | 0 | 0 | 11 | 23 | 11 | 22
7843 | 327 | 11 | 23 | 19 | 1 | 0 | 0 | 0 | 1 | 0 | 0 | 1 | 0 | 0 | 0 | 0 | 0 | 0 | 0 | 11 | 23 | 11 | 22
7844 | 327 | 11 | 23 | 20 | 1 | 0 | 0 | 0 | 1 | 0 | 0 | 1 | 0 | 0 | 0 | 0 | 0 | 0 | 0 | 11 | 23 | 11 | 22
7845 | 327 | 11 | 23 | 21 | 1 | 0 | 0 | 0 | 1 | 0 | 0 | 1 | 0 | 0 | 0 | 0 | 0 | 0 | 0 | 11 | 23 | 11 | 22
7846 | 327 | 11 | 23 | 22 | 1 | 0 | 0 | 0 | 1 | 0 | 0 | 1 | 0 | 0 | 0 | 0 | 0 | 0 | 0 | 11 | 23 | 11 | 22
7847 | 327 | 11 | 23 | 23 | 1 | 0 | 0 | 0 | 1 | 0 | 0 | 1 | 0 | 0 | 0 | 0 | 0 | 0 | 0 | 11 | 23 | 11 | 22
7848 | 327 | 11 | 23 | 24 | 1 | 0 | 0 | 0 | 1 | 0 | 0 | 1 | 0 | 0 | 0 | 0 | 0 | 0 | 0 | 11 | 23 | 11 | 22
7849 | 328 | 11 | 24 | 1 | 1 | 0 | 0 | 0 | 1 | 0 | 0 | 1 | 0 | 0 | 0 | 0 | 0 | 0 | 0 | 11 | 24 | 11 | 23
7850 | 328 | 11 | 24 | 2 | 1 | 0 | 0 | 0 | 1 | 0 | 0 | 1 | 0 | 0 | 0 | 0 | 0 | 0 | 0 | 11 | 24 | 11 | 23
7851 | 328 | 11 | 24 | 3 | 1 | 0 | 0 | 0 | 1 | 0 | 0 | 1 | 0 | 0 | 0 | 0 | 0 | 0 | 0 | 11 | 24 | 11 | 23
7852 | 328 | 11 | 24 | 4 | 1 | 0 | 0 | 0 | 1 | 0 | 0 | 1 | 0 | 0 | 0 | 0 | 0 | 0 | 0 | 11 | 24 | 11 | 23
7853 | 328 | 11 | 24 | 5 | 1 | 0 | 0 | 0 | 1 | 0 | 0 | 1 | 0 | 0 | 0 | 0 | 0 | 0 | 0 | 11 | 24 | 11 | 23
7854 | 328 | 11 | 24 | 6 | 1 | 0 | 0 | 0 | 1 | 0 | 0 | 1 | 0 | 0 | 0 | 0 | 0 | 0 | 0 | 11 | 24 | 11 | 23
7855 | 328 | 11 | 24 | 7 | 1 | 0 | 0 | 0 | 1 | 0 | 0 | 1 | 0 | 0 | 0 | 0 | 0 | 0 | 0 | 11 | 24 | 11 | 23
7856 | 328 | 11 | 24 | 8 | 1 | 0 | 0 | 0 | 1 | 0 | 0 | 1 | 0 | 0 | 0 | 0 | 0 | 0 | 0 | 11 | 24 | 11 | 23
7857 | 328 | 11 | 24 | 9 | 1 | 0 | 0 | 0 | 1 | 0 | 0 | 1 | 0 | 0 | 0 | 0 | 0 | 0 | 0 | 11 | 24 | 11 | 23
7858 | 328 | 11 | 24 | 10 | 1 | 0 | 0 | 0 | 1 | 0 | 0 | 1 | 0 | 0 | 0 | 0 | 0 | 0 | 0 | 11 | 24 | 11 | 23
7859 | 328 | 11 | 24 | 11 | 1 | 0 | 0 | 0 | 1 | 0 | 0 | 1 | 0 | 0 | 0 | 0 | 0 | 0 | 0 | 11 | 24 | 11 | 23
7860 | 328 | 11 | 24 | 12 | 1 | 0 | 0 | 0 | 1 | 0 | 0 | 1 | 0 | 0 | 0 | 0 | 0 | 0 | 0 | 11 | 24 | 11 | 23
7861 | 328 | 11 | 24 | 13 | 1 | 0 | 0 | 0 | 1 | 0 | 0 | 1 | 0 | 0 | 0 | 0 | 0 | 0 | 0 | 11 | 24 | 11 | 23
7862 | 328 | 11 | 24 | 14 | 1 | 0 | 0 | 0 | 1 | 0 | 0 | 1 | 0 | 0 | 0 | 0 | 0 | 0 | 0 | 11 | 24 | 11 | 23
7863 | 328 | 11 | 24 | 15 | 1 | 0 | 0 | 0 | 1 | 0 | 0 | 1 | 0 | 0 | 0 | 0 | 0 | 0 | 0 | 11 | 24 | 11 | 23
7864 | 328 | 11 | 24 | 16 | 1 | 0 | 0 | 0 | 1 | 0 | 0 | 1 | 0 | 0 | 0 | 0 | 0 | 0 | 0 | 11 | 24 | 11 | 23
7865 | 328 | 11 | 24 | 17 | 1 | 0 | 0 | 0 | 1 | 0 | 0 | 1 | 0 | 0 | 0 | 0 | 0 | 0 | 0 | 11 | 24 | 11 | 23
7866 | 328 | 11 | 24 | 18 | 1 | 0 | 0 | 0 | 1 | 0 | 0 | 1 | 0 | 0 | 0 | 0 | 0 | 0 | 0 | 11 | 24 | 11 | 23
7867 | 328 | 11 | 24 | 19 | 1 | 0 | 0 | 0 | 1 | 0 | 0 | 1 | 0 | 0 | 0 | 0 | 0 | 0 | 0 | 11 | 24 | 11 | 23
7868 | 328 | 11 | 24 | 20 | 1 | 0 | 0 | 0 | 1 | 0 | 0 | 1 | 0 | 0 | 0 | 0 | 0 | 0 | 0 | 11 | 24 | 11 | 23
7869 | 328 | 11 | 24 | 21 | 1 | 0 | 0 | 0 | 1 | 0 | 0 | 1 | 0 | 0 | 0 | 0 | 0 | 0 | 0 | 11 | 24 | 11 | 23
7870 | 328 | 11 | 24 | 22 | 1 | 0 | 0 | 0 | 1 | 0 | 0 | 1 | 0 | 0 | 0 | 0 | 0 | 0 | 0 | 11 | 24 | 11 | 23
7871 | 328 | 11 | 24 | 23 | 1 | 0 | 0 | 0 | 1 | 0 | 0 | 1 | 0 | 0 | 0 | 0 | 0 | 0 | 0 | 11 | 24 | 11 | 23
7872 | 328 | 11 | 24 | 24 | 1 | 0 | 0 | 0 | 1 | 0 | 0 | 1 | 0 | 0 | 0 | 0 | 0 | 0 | 0 | 11 | 24 | 11 | 23
7873 | 329 | 11 | 25 | 1 | 0 | 0 | 0 | 0 | 1 | 0 | 0 | 1 | 0 | 0 | 0 | 0 | 0 | 0 | 0 | 11 | 25 | 11 | 24
7874 | 329 | 11 | 25 | 2 | 0 | 0 | 0 | 0 | 1 | 0 | 0 | 1 | 0 | 0 | 0 | 0 | 0 | 0 | 0 | 11 | 25 | 11 | 24
7875 | 329 | 11 | 25 | 3 | 0 | 0 | 0 | 0 | 1 | 0 | 0 | 1 | 0 | 0 | 0 | 0 | 0 | 0 | 0 | 11 | 25 | 11 | 24
7876 | 329 | 11 | 25 | 4 | 0 | 0 | 0 | 0 | 1 | 0 | 0 | 1 | 0 | 0 | 0 | 0 | 0 | 0 | 0 | 11 | 25 | 11 | 24
7877 | 329 | 11 | 25 | 5 | 0 | 0 | 0 | 0 | 1 | 0 | 0 | 1 | 0 | 0 | 0 | 0 | 0 | 0 | 0 | 11 | 25 | 11 | 24
7878 | 329 | 11 | 25 | 6 | 0 | 0 | 0 | 0 | 1 | 0 | 0 | 1 | 0 | 0 | 0 | 0 | 0 | 0 | 0 | 11 | 25 | 11 | 24
7879 | 329 | 11 | 25 | 7 | 0 | 0 | 0 | 0 | 1 | 0 | 0 | 1 | 0 | 0 | 0 | 0 | 0 | 0 | 0 | 11 | 25 | 11 | 24
7880 | 329 | 11 | 25 | 8 | 0 | 0 | 0 | 0 | 1 | 0 | 0 | 1 | 0 | 0 | 0 | 0 | 0 | 0 | 0 | 11 | 25 | 11 | 24
7881 | 329 | 11 | 25 | 9 | 0 | 0 | 0 | 0 | 1 | 0 | 0 | 1 | 0 | 0 | 0 | 0 | 0 | 0 | 0 | 11 | 25 | 11 | 24
7882 | 329 | 11 | 25 | 10 | 0 | 0 | 0 | 0 | 1 | 0 | 0 | 1 | 0 | 0 | 0 | 0 | 0 | 0 | 0 | 11 | 25 | 11 | 24
7883 | 329 | 11 | 25 | 11 | 0 | 0 | 0 | 0 | 1 | 0 | 0 | 1 | 0 | 0 | 0 | 0 | 0 | 0 | 0 | 11 | 25 | 11 | 24
7884 | 329 | 11 | 25 | 12 | 0 | 0 | 0 | 0 | 1 | 0 | 0 | 1 | 0 | 0 | 0 | 0 | 0 | 0 | 0 | 11 | 25 | 11 | 24
7885 | 329 | 11 | 25 | 13 | 0 | 0 | 0 | 0 | 1 | 0 | 0 | 1 | 0 | 0 | 0 | 0 | 0 | 0 | 0 | 11 | 25 | 11 | 24
7886 | 329 | 11 | 25 | 14 | 0 | 0 | 0 | 0 | 1 | 0 | 0 | 1 | 0 | 0 | 0 | 0 | 0 | 0 | 0 | 11 | 25 | 11 | 24
7887 | 329 | 11 | 25 | 15 | 0 | 0 | 0 | 0 | 1 | 0 | 0 | 1 | 0 | 0 | 0 | 0 | 0 | 0 | 0 | 11 | 25 | 11 | 24
7888 | 329 | 11 | 25 | 16 | 0 | 0 | 0 | 0 | 1 | 0 | 0 | 1 | 0 | 0 | 0 | 0 | 0 | 0 | 0 | 11 | 25 | 11 | 24
7889 | 329 | 11 | 25 | 17 | 0 | 0 | 0 | 0 | 1 | 0 | 0 | 1 | 0 | 0 | 0 | 0 | 0 | 0 | 0 | 11 | 25 | 11 | 24
7890 | 329 | 11 | 25 | 18 | 0 | 0 | 0 | 0 | 1 | 0 | 0 | 1 | 0 | 0 | 0 | 0 | 0 | 0 | 0 | 11 | 25 | 11 | 24
7891 | 329 | 11 | 25 | 19 | 0 | 0 | 0 | 0 | 1 | 0 | 0 | 1 | 0 | 0 | 0 | 0 | 0 | 0 | 0 | 11 | 25 | 11 | 24
7892 | 329 | 11 | 25 | 20 | 0 | 0 | 0 | 0 | 1 | 0 | 0 | 1 | 0 | 0 | 0 | 0 | 0 | 0 | 0 | 11 | 25 | 11 | 24
7893 | 329 | 11 | 25 | 21 | 0 | 0 | 0 | 0 | 1 | 0 | 0 | 1 | 0 | 0 | 0 | 0 | 0 | 0 | 0 | 11 | 25 | 11 | 24
7894 | 329 | 11 | 25 | 22 | 0 | 0 | 0 | 0 | 1 | 0 | 0 | 1 | 0 | 0 | 0 | 0 | 0 | 0 | 0 | 11 | 25 | 11 | 24
7895 | 329 | 11 | 25 | 23 | 0 | 0 | 0 | 0 | 1 | 0 | 0 | 1 | 0 | 0 | 0 | 0 | 0 | 0 | 0 | 11 | 25 | 11 | 24
7896 | 329 | 11 | 25 | 24 | 0 | 0 | 0 | 0 | 1 | 0 | 0 | 1 | 0 | 0 | 0 | 0 | 0 | 0 | 0 | 11 | 25 | 11 | 24
7897 | 330 | 11 | 26 | 1 | 0 | 0 | 0 | 0 | 1 | 0 | 0 | 1 | 0 | 0 | 0 | 0 | 0 | 0 | 0 | 11 | 26 | 11 | 25
7898 | 330 | 11 | 26 | 2 | 0 | 0 | 0 | 0 | 1 | 0 | 0 | 1 | 0 | 0 | 0 | 0 | 0 | 0 | 0 | 11 | 26 | 11 | 25
7899 | 330 | 11 | 26 | 3 | 0 | 0 | 0 | 0 | 1 | 0 | 0 | 1 | 0 | 0 | 0 | 0 | 0 | 0 | 0 | 11 | 26 | 11 | 25
7900 | 330 | 11 | 26 | 4 | 0 | 0 | 0 | 0 | 1 | 0 | 0 | 1 | 0 | 0 | 0 | 0 | 0 | 0 | 0 | 11 | 26 | 11 | 25
7901 | 330 | 11 | 26 | 5 | 0 | 0 | 0 | 0 | 1 | 0 | 0 | 1 | 0 | 0 | 0 | 0 | 0 | 0 | 0 | 11 | 26 | 11 | 25
7902 | 330 | 11 | 26 | 6 | 0 | 0 | 0 | 0 | 1 | 0 | 0 | 1 | 0 | 0 | 0 | 0 | 0 | 0 | 0 | 11 | 26 | 11 | 25
7903 | 330 | 11 | 26 | 7 | 0 | 0 | 0 | 0 | 1 | 0 | 0 | 1 | 0 | 0 | 0 | 0 | 0 | 0 | 0 | 11 | 26 | 11 | 25
7904 | 330 | 11 | 26 | 8 | 0 | 0 | 0 | 0 | 1 | 0 | 0 | 1 | 0 | 0 | 0 | 0 | 0 | 0 | 0 | 11 | 26 | 11 | 25
7905 | 330 | 11 | 26 | 9 | 0 | 0 | 0 | 0 | 1 | 0 | 0 | 1 | 0 | 0 | 0 | 0 | 0 | 0 | 0 | 11 | 26 | 11 | 25
7906 | 330 | 11 | 26 | 10 | 0 | 0 | 0 | 0 | 1 | 0 | 0 | 1 | 0 | 0 | 0 | 0 | 0 | 0 | 0 | 11 | 26 | 11 | 25
7907 | 330 | 11 | 26 | 11 | 0 | 0 | 0 | 0 | 1 | 0 | 0 | 1 | 0 | 0 | 0 | 0 | 0 | 0 | 0 | 11 | 26 | 11 | 25
7908 | 330 | 11 | 26 | 12 | 0 | 0 | 0 | 0 | 1 | 0 | 0 | 1 | 0 | 0 | 0 | 0 | 0 | 0 | 0 | 11 | 26 | 11 | 25
7909 | 330 | 11 | 26 | 13 | 0 | 0 | 0 | 0 | 1 | 0 | 0 | 1 | 0 | 0 | 0 | 0 | 0 | 0 | 0 | 11 | 26 | 11 | 25
7910 | 330 | 11 | 26 | 14 | 0 | 0 | 0 | 0 | 1 | 0 | 0 | 1 | 0 | 0 | 0 | 0 | 0 | 0 | 0 | 11 | 26 | 11 | 25
7911 | 330 | 11 | 26 | 15 | 0 | 0 | 0 | 0 | 1 | 0 | 0 | 1 | 0 | 0 | 0 | 0 | 0 | 0 | 0 | 11 | 26 | 11 | 25
7912 | 330 | 11 | 26 | 16 | 0 | 0 | 0 | 0 | 1 | 0 | 0 | 1 | 0 | 0 | 0 | 0 | 0 | 0 | 0 | 11 | 26 | 11 | 25
7913 | 330 | 11 | 26 | 17 | 0 | 0 | 0 | 0 | 1 | 0 | 0 | 1 | 0 | 0 | 0 | 0 | 0 | 0 | 0 | 11 | 26 | 11 | 25
7914 | 330 | 11 | 26 | 18 | 0 | 0 | 0 | 0 | 1 | 0 | 0 | 1 | 0 | 0 | 0 | 0 | 0 | 0 | 0 | 11 | 26 | 11 | 25
7915 | 330 | 11 | 26 | 19 | 0 | 0 | 0 | 0 | 1 | 0 | 0 | 1 | 0 | 0 | 0 | 0 | 0 | 0 | 0 | 11 | 26 | 11 | 25
7916 | 330 | 11 | 26 | 20 | 0 | 0 | 0 | 0 | 1 | 0 | 0 | 1 | 0 | 0 | 0 | 0 | 0 | 0 | 0 | 11 | 26 | 11 | 25
7917 | 330 | 11 | 26 | 21 | 0 | 0 | 0 | 0 | 1 | 0 | 0 | 1 | 0 | 0 | 0 | 0 | 0 | 0 | 0 | 11 | 26 | 11 | 25
7918 | 330 | 11 | 26 | 22 | 0 | 0 | 0 | 0 | 1 | 0 | 0 | 1 | 0 | 0 | 0 | 0 | 0 | 0 | 0 | 11 | 26 | 11 | 25
7919 | 330 | 11 | 26 | 23 | 0 | 0 | 0 | 0 | 1 | 0 | 0 | 1 | 0 | 0 | 0 | 0 | 0 | 0 | 0 | 11 | 26 | 11 | 25
7920 | 330 | 11 | 26 | 24 | 0 | 0 | 0 | 0 | 1 | 0 | 0 | 1 | 0 | 0 | 0 | 0 | 0 | 0 | 0 | 11 | 26 | 11 | 25
7921 | 331 | 11 | 27 | 1 | 1 | 0 | 0 | 0 | 1 | 0 | 0 | 1 | 0 | 0 | 0 | 0 | 0 | 0 | 0 | 11 | 27 | 11 | 26
7922 | 331 | 11 | 27 | 2 | 1 | 0 | 0 | 0 | 1 | 0 | 0 | 1 | 0 | 0 | 0 | 0 | 0 | 0 | 0 | 11 | 27 | 11 | 26
7923 | 331 | 11 | 27 | 3 | 1 | 0 | 0 | 0 | 1 | 0 | 0 | 1 | 0 | 0 | 0 | 0 | 0 | 0 | 0 | 11 | 27 | 11 | 26
7924 | 331 | 11 | 27 | 4 | 1 | 0 | 0 | 0 | 1 | 0 | 0 | 1 | 0 | 0 | 0 | 0 | 0 | 0 | 0 | 11 | 27 | 11 | 26
7925 | 331 | 11 | 27 | 5 | 1 | 0 | 0 | 0 | 1 | 0 | 0 | 1 | 0 | 0 | 0 | 0 | 0 | 0 | 0 | 11 | 27 | 11 | 26
7926 | 331 | 11 | 27 | 6 | 1 | 0 | 0 | 0 | 1 | 0 | 0 | 1 | 0 | 0 | 0 | 0 | 0 | 0 | 0 | 11 | 27 | 11 | 26
7927 | 331 | 11 | 27 | 7 | 1 | 0 | 0 | 0 | 1 | 0 | 0 | 1 | 0 | 0 | 0 | 0 | 0 | 0 | 0 | 11 | 27 | 11 | 26
7928 | 331 | 11 | 27 | 8 | 1 | 0 | 0 | 0 | 1 | 0 | 0 | 1 | 0 | 0 | 0 | 0 | 0 | 0 | 0 | 11 | 27 | 11 | 26
7929 | 331 | 11 | 27 | 9 | 1 | 0 | 0 | 0 | 1 | 0 | 0 | 1 | 0 | 0 | 0 | 0 | 0 | 0 | 0 | 11 | 27 | 11 | 26
7930 | 331 | 11 | 27 | 10 | 1 | 0 | 0 | 0 | 1 | 0 | 0 | 1 | 0 | 0 | 0 | 0 | 0 | 0 | 0 | 11 | 27 | 11 | 26
7931 | 331 | 11 | 27 | 11 | 1 | 0 | 0 | 0 | 1 | 0 | 0 | 1 | 0 | 0 | 0 | 0 | 0 | 0 | 0 | 11 | 27 | 11 | 26
7932 | 331 | 11 | 27 | 12 | 1 | 0 | 0 | 0 | 1 | 0 | 0 | 1 | 0 | 0 | 0 | 0 | 0 | 0 | 0 | 11 | 27 | 11 | 26
7933 | 331 | 11 | 27 | 13 | 1 | 0 | 0 | 0 | 1 | 0 | 0 | 1 | 0 | 0 | 0 | 0 | 0 | 0 | 0 | 11 | 27 | 11 | 26
7934 | 331 | 11 | 27 | 14 | 1 | 0 | 0 | 0 | 1 | 0 | 0 | 1 | 0 | 0 | 0 | 0 | 0 | 0 | 0 | 11 | 27 | 11 | 26
7935 | 331 | 11 | 27 | 15 | 1 | 0 | 0 | 0 | 1 | 0 | 0 | 1 | 0 | 0 | 0 | 0 | 0 | 0 | 0 | 11 | 27 | 11 | 26
7936 | 331 | 11 | 27 | 16 | 1 | 0 | 0 | 0 | 1 | 0 | 0 | 1 | 0 | 0 | 0 | 0 | 0 | 0 | 0 | 11 | 27 | 11 | 26
7937 | 331 | 11 | 27 | 17 | 1 | 0 | 0 | 0 | 1 | 0 | 0 | 1 | 0 | 0 | 0 | 0 | 0 | 0 | 0 | 11 | 27 | 11 | 26
7938 | 331 | 11 | 27 | 18 | 1 | 0 | 0 | 0 | 1 | 0 | 0 | 1 | 0 | 0 | 0 | 0 | 0 | 0 | 0 | 11 | 27 | 11 | 26
7939 | 331 | 11 | 27 | 19 | 1 | 0 | 0 | 0 | 1 | 0 | 0 | 1 | 0 | 0 | 0 | 0 | 0 | 0 | 0 | 11 | 27 | 11 | 26
7940 | 331 | 11 | 27 | 20 | 1 | 0 | 0 | 0 | 1 | 0 | 0 | 1 | 0 | 0 | 0 | 0 | 0 | 0 | 0 | 11 | 27 | 11 | 26
7941 | 331 | 11 | 27 | 21 | 1 | 0 | 0 | 0 | 1 | 0 | 0 | 1 | 0 | 0 | 0 | 0 | 0 | 0 | 0 | 11 | 27 | 11 | 26
7942 | 331 | 11 | 27 | 22 | 1 | 0 | 0 | 0 | 1 | 0 | 0 | 1 | 0 | 0 | 0 | 0 | 0 | 0 | 0 | 11 | 27 | 11 | 26
7943 | 331 | 11 | 27 | 23 | 1 | 0 | 0 | 0 | 1 | 0 | 0 | 1 | 0 | 0 | 0 | 0 | 0 | 0 | 0 | 11 | 27 | 11 | 26
7944 | 331 | 11 | 27 | 24 | 1 | 0 | 0 | 0 | 1 | 0 | 0 | 1 | 0 | 0 | 0 | 0 | 0 | 0 | 0 | 11 | 27 | 11 | 26
7945 | 332 | 11 | 28 | 1 | 1 | 0 | 0 | 0 | 1 | 0 | 0 | 1 | 0 | 0 | 0 | 0 | 0 | 0 | 0 | 11 | 28 | 11 | 27
7946 | 332 | 11 | 28 | 2 | 1 | 0 | 0 | 0 | 1 | 0 | 0 | 1 | 0 | 0 | 0 | 0 | 0 | 0 | 0 | 11 | 28 | 11 | 27
7947 | 332 | 11 | 28 | 3 | 1 | 0 | 0 | 0 | 1 | 0 | 0 | 1 | 0 | 0 | 0 | 0 | 0 | 0 | 0 | 11 | 28 | 11 | 27
7948 | 332 | 11 | 28 | 4 | 1 | 0 | 0 | 0 | 1 | 0 | 0 | 1 | 0 | 0 | 0 | 0 | 0 | 0 | 0 | 11 | 28 | 11 | 27
7949 | 332 | 11 | 28 | 5 | 1 | 0 | 0 | 0 | 1 | 0 | 0 | 1 | 0 | 0 | 0 | 0 | 0 | 0 | 0 | 11 | 28 | 11 | 27
7950 | 332 | 11 | 28 | 6 | 1 | 0 | 0 | 0 | 1 | 0 | 0 | 1 | 0 | 0 | 0 | 0 | 0 | 0 | 0 | 11 | 28 | 11 | 27
7951 | 332 | 11 | 28 | 7 | 1 | 0 | 0 | 0 | 1 | 0 | 0 | 1 | 0 | 0 | 0 | 0 | 0 | 0 | 0 | 11 | 28 | 11 | 27
7952 | 332 | 11 | 28 | 8 | 1 | 0 | 0 | 0 | 1 | 0 | 0 | 1 | 0 | 0 | 0 | 0 | 0 | 0 | 0 | 11 | 28 | 11 | 27
7953 | 332 | 11 | 28 | 9 | 1 | 0 | 0 | 0 | 1 | 0 | 0 | 1 | 0 | 0 | 0 | 0 | 0 | 0 | 0 | 11 | 28 | 11 | 27
7954 | 332 | 11 | 28 | 10 | 1 | 0 | 0 | 0 | 1 | 0 | 0 | 1 | 0 | 0 | 0 | 0 | 0 | 0 | 0 | 11 | 28 | 11 | 27
7955 | 332 | 11 | 28 | 11 | 1 | 0 | 0 | 0 | 1 | 0 | 0 | 1 | 0 | 0 | 0 | 0 | 0 | 0 | 0 | 11 | 28 | 11 | 27
7956 | 332 | 11 | 28 | 12 | 1 | 0 | 0 | 0 | 1 | 0 | 0 | 1 | 0 | 0 | 0 | 0 | 0 | 0 | 0 | 11 | 28 | 11 | 27
7957 | 332 | 11 | 28 | 13 | 1 | 0 | 0 | 0 | 1 | 0 | 0 | 1 | 0 | 0 | 0 | 0 | 0 | 0 | 0 | 11 | 28 | 11 | 27
7958 | 332 | 11 | 28 | 14 | 1 | 0 | 0 | 0 | 1 | 0 | 0 | 1 | 0 | 0 | 0 | 0 | 0 | 0 | 0 | 11 | 28 | 11 | 27
7959 | 332 | 11 | 28 | 15 | 1 | 0 | 0 | 0 | 1 | 0 | 0 | 1 | 0 | 0 | 0 | 0 | 0 | 0 | 0 | 11 | 28 | 11 | 27
7960 | 332 | 11 | 28 | 16 | 1 | 0 | 0 | 0 | 1 | 0 | 0 | 1 | 0 | 0 | 0 | 0 | 0 | 0 | 0 | 11 | 28 | 11 | 27
7961 | 332 | 11 | 28 | 17 | 1 | 0 | 0 | 0 | 1 | 0 | 0 | 1 | 0 | 0 | 0 | 0 | 0 | 0 | 0 | 11 | 28 | 11 | 27
7962 | 332 | 11 | 28 | 18 | 1 | 0 | 0 | 0 | 1 | 0 | 0 | 1 | 0 | 0 | 0 | 0 | 0 | 0 | 0 | 11 | 28 | 11 | 27
7963 | 332 | 11 | 28 | 19 | 1 | 0 | 0 | 0 | 1 | 0 | 0 | 1 | 0 | 0 | 0 | 0 | 0 | 0 | 0 | 11 | 28 | 11 | 27
7964 | 332 | 11 | 28 | 20 | 1 | 0 | 0 | 0 | 1 | 0 | 0 | 1 | 0 | 0 | 0 | 0 | 0 | 0 | 0 | 11 | 28 | 11 | 27
7965 | 332 | 11 | 28 | 21 | 1 | 0 | 0 | 0 | 1 | 0 | 0 | 1 | 0 | 0 | 0 | 0 | 0 | 0 | 0 | 11 | 28 | 11 | 27
7966 | 332 | 11 | 28 | 22 | 1 | 0 | 0 | 0 | 1 | 0 | 0 | 1 | 0 | 0 | 0 | 0 | 0 | 0 | 0 | 11 | 28 | 11 | 27
7967 | 332 | 11 | 28 | 23 | 1 | 0 | 0 | 0 | 1 | 0 | 0 | 1 | 0 | 0 | 0 | 0 | 0 | 0 | 0 | 11 | 28 | 11 | 27
7968 | 332 | 11 | 28 | 24 | 1 | 0 | 0 | 0 | 1 | 0 | 0 | 1 | 0 | 0 | 0 | 0 | 0 | 0 | 0 | 11 | 28 | 11 | 27
7969 | 333 | 11 | 29 | 1 | 1 | 0 | 0 | 0 | 1 | 0 | 0 | 1 | 0 | 0 | 0 | 0 | 0 | 0 | 0 | 11 | 29 | 11 | 28
7970 | 333 | 11 | 29 | 2 | 1 | 0 | 0 | 0 | 1 | 0 | 0 | 1 | 0 | 0 | 0 | 0 | 0 | 0 | 0 | 11 | 29 | 11 | 28
7971 | 333 | 11 | 29 | 3 | 1 | 0 | 0 | 0 | 1 | 0 | 0 | 1 | 0 | 0 | 0 | 0 | 0 | 0 | 0 | 11 | 29 | 11 | 28
7972 | 333 | 11 | 29 | 4 | 1 | 0 | 0 | 0 | 1 | 0 | 0 | 1 | 0 | 0 | 0 | 0 | 0 | 0 | 0 | 11 | 29 | 11 | 28
7973 | 333 | 11 | 29 | 5 | 1 | 0 | 0 | 0 | 1 | 0 | 0 | 1 | 0 | 0 | 0 | 0 | 0 | 0 | 0 | 11 | 29 | 11 | 28
7974 | 333 | 11 | 29 | 6 | 1 | 0 | 0 | 0 | 1 | 0 | 0 | 1 | 0 | 0 | 0 | 0 | 0 | 0 | 0 | 11 | 29 | 11 | 28
7975 | 333 | 11 | 29 | 7 | 1 | 0 | 0 | 0 | 1 | 0 | 0 | 1 | 0 | 0 | 0 | 0 | 0 | 0 | 0 | 11 | 29 | 11 | 28
7976 | 333 | 11 | 29 | 8 | 1 | 0 | 0 | 0 | 1 | 0 | 0 | 1 | 0 | 0 | 0 | 0 | 0 | 0 | 0 | 11 | 29 | 11 | 28
7977 | 333 | 11 | 29 | 9 | 1 | 0 | 0 | 0 | 1 | 0 | 0 | 1 | 0 | 0 | 0 | 0 | 0 | 0 | 0 | 11 | 29 | 11 | 28
7978 | 333 | 11 | 29 | 10 | 1 | 0 | 0 | 0 | 1 | 0 | 0 | 1 | 0 | 0 | 0 | 0 | 0 | 0 | 0 | 11 | 29 | 11 | 28
7979 | 333 | 11 | 29 | 11 | 1 | 0 | 0 | 0 | 1 | 0 | 0 | 1 | 0 | 0 | 0 | 0 | 0 | 0 | 0 | 11 | 29 | 11 | 28
7980 | 333 | 11 | 29 | 12 | 1 | 0 | 0 | 0 | 1 | 0 | 0 | 1 | 0 | 0 | 0 | 0 | 0 | 0 | 0 | 11 | 29 | 11 | 28
7981 | 333 | 11 | 29 | 13 | 1 | 0 | 0 | 0 | 1 | 0 | 0 | 1 | 0 | 0 | 0 | 0 | 0 | 0 | 0 | 11 | 29 | 11 | 28
7982 | 333 | 11 | 29 | 14 | 1 | 0 | 0 | 0 | 1 | 0 | 0 | 1 | 0 | 0 | 0 | 0 | 0 | 0 | 0 | 11 | 29 | 11 | 28
7983 | 333 | 11 | 29 | 15 | 1 | 0 | 0 | 0 | 1 | 0 | 0 | 1 | 0 | 0 | 0 | 0 | 0 | 0 | 0 | 11 | 29 | 11 | 28
7984 | 333 | 11 | 29 | 16 | 1 | 0 | 0 | 0 | 1 | 0 | 0 | 1 | 0 | 0 | 0 | 0 | 0 | 0 | 0 | 11 | 29 | 11 | 28
7985 | 333 | 11 | 29 | 17 | 1 | 0 | 0 | 0 | 1 | 0 | 0 | 1 | 0 | 0 | 0 | 0 | 0 | 0 | 0 | 11 | 29 | 11 | 28
7986 | 333 | 11 | 29 | 18 | 1 | 0 | 0 | 0 | 1 | 0 | 0 | 1 | 0 | 0 | 0 | 0 | 0 | 0 | 0 | 11 | 29 | 11 | 28
7987 | 333 | 11 | 29 | 19 | 1 | 0 | 0 | 0 | 1 | 0 | 0 | 1 | 0 | 0 | 0 | 0 | 0 | 0 | 0 | 11 | 29 | 11 | 28
7988 | 333 | 11 | 29 | 20 | 1 | 0 | 0 | 0 | 1 | 0 | 0 | 1 | 0 | 0 | 0 | 0 | 0 | 0 | 0 | 11 | 29 | 11 | 28
7989 | 333 | 11 | 29 | 21 | 1 | 0 | 0 | 0 | 1 | 0 | 0 | 1 | 0 | 0 | 0 | 0 | 0 | 0 | 0 | 11 | 29 | 11 | 28
7990 | 333 | 11 | 29 | 22 | 1 | 0 | 0 | 0 | 1 | 0 | 0 | 1 | 0 | 0 | 0 | 0 | 0 | 0 | 0 | 11 | 29 | 11 | 28
7991 | 333 | 11 | 29 | 23 | 1 | 0 | 0 | 0 | 1 | 0 | 0 | 1 | 0 | 0 | 0 | 0 | 0 | 0 | 0 | 11 | 29 | 11 | 28
7992 | 333 | 11 | 29 | 24 | 1 | 0 | 0 | 0 | 1 | 0 | 0 | 1 | 0 | 0 | 0 | 0 | 0 | 0 | 0 | 11 | 29 | 11 | 28
7993 | 334 | 11 | 30 | 1 | 1 | 0 | 0 | 0 | 1 | 0 | 0 | 1 | 0 | 0 | 0 | 0 | 0 | 0 | 0 | 11 | 30 | 11 | 29
7994 | 334 | 11 | 30 | 2 | 1 | 0 | 0 | 0 | 1 | 0 | 0 | 1 | 0 | 0 | 0 | 0 | 0 | 0 | 0 | 11 | 30 | 11 | 29
7995 | 334 | 11 | 30 | 3 | 1 | 0 | 0 | 0 | 1 | 0 | 0 | 1 | 0 | 0 | 0 | 0 | 0 | 0 | 0 | 11 | 30 | 11 | 29
7996 | 334 | 11 | 30 | 4 | 1 | 0 | 0 | 0 | 1 | 0 | 0 | 1 | 0 | 0 | 0 | 0 | 0 | 0 | 0 | 11 | 30 | 11 | 29
7997 | 334 | 11 | 30 | 5 | 1 | 0 | 0 | 0 | 1 | 0 | 0 | 1 | 0 | 0 | 0 | 0 | 0 | 0 | 0 | 11 | 30 | 11 | 29
7998 | 334 | 11 | 30 | 6 | 1 | 0 | 0 | 0 | 1 | 0 | 0 | 1 | 0 | 0 | 0 | 0 | 0 | 0 | 0 | 11 | 30 | 11 | 29
7999 | 334 | 11 | 30 | 7 | 1 | 0 | 0 | 0 | 1 | 0 | 0 | 1 | 0 | 0 | 0 | 0 | 0 | 0 | 0 | 11 | 30 | 11 | 29
8000 | 334 | 11 | 30 | 8 | 1 | 0 | 0 | 0 | 1 | 0 | 0 | 1 | 0 | 0 | 0 | 0 | 0 | 0 | 0 | 11 | 30 | 11 | 29
8001 | 334 | 11 | 30 | 9 | 1 | 0 | 0 | 0 | 1 | 0 | 0 | 1 | 0 | 0 | 0 | 0 | 0 | 0 | 0 | 11 | 30 | 11 | 29
8002 | 334 | 11 | 30 | 10 | 1 | 0 | 0 | 0 | 1 | 0 | 0 | 1 | 0 | 0 | 0 | 0 | 0 | 0 | 0 | 11 | 30 | 11 | 29
8003 | 334 | 11 | 30 | 11 | 1 | 0 | 0 | 0 | 1 | 0 | 0 | 1 | 0 | 0 | 0 | 0 | 0 | 0 | 0 | 11 | 30 | 11 | 29
8004 | 334 | 11 | 30 | 12 | 1 | 0 | 0 | 0 | 1 | 0 | 0 | 1 | 0 | 0 | 0 | 0 | 0 | 0 | 0 | 11 | 30 | 11 | 29
8005 | 334 | 11 | 30 | 13 | 1 | 0 | 0 | 0 | 1 | 0 | 0 | 1 | 0 | 0 | 0 | 0 | 0 | 0 | 0 | 11 | 30 | 11 | 29
8006 | 334 | 11 | 30 | 14 | 1 | 0 | 0 | 0 | 1 | 0 | 0 | 1 | 0 | 0 | 0 | 0 | 0 | 0 | 0 | 11 | 30 | 11 | 29
8007 | 334 | 11 | 30 | 15 | 1 | 0 | 0 | 0 | 1 | 0 | 0 | 1 | 0 | 0 | 0 | 0 | 0 | 0 | 0 | 11 | 30 | 11 | 29
8008 | 334 | 11 | 30 | 16 | 1 | 0 | 0 | 0 | 1 | 0 | 0 | 1 | 0 | 0 | 0 | 0 | 0 | 0 | 0 | 11 | 30 | 11 | 29
8009 | 334 | 11 | 30 | 17 | 1 | 0 | 0 | 0 | 1 | 0 | 0 | 1 | 0 | 0 | 0 | 0 | 0 | 0 | 0 | 11 | 30 | 11 | 29
8010 | 334 | 11 | 30 | 18 | 1 | 0 | 0 | 0 | 1 | 0 | 0 | 1 | 0 | 0 | 0 | 0 | 0 | 0 | 0 | 11 | 30 | 11 | 29
8011 | 334 | 11 | 30 | 19 | 1 | 0 | 0 | 0 | 1 | 0 | 0 | 1 | 0 | 0 | 0 | 0 | 0 | 0 | 0 | 11 | 30 | 11 | 29
8012 | 334 | 11 | 30 | 20 | 1 | 0 | 0 | 0 | 1 | 0 | 0 | 1 | 0 | 0 | 0 | 0 | 0 | 0 | 0 | 11 | 30 | 11 | 29
8013 | 334 | 11 | 30 | 21 | 1 | 0 | 0 | 0 | 1 | 0 | 0 | 1 | 0 | 0 | 0 | 0 | 0 | 0 | 0 | 11 | 30 | 11 | 29
8014 | 334 | 11 | 30 | 22 | 1 | 0 | 0 | 0 | 1 | 0 | 0 | 1 | 0 | 0 | 0 | 0 | 0 | 0 | 0 | 11 | 30 | 11 | 29
8015 | 334 | 11 | 30 | 23 | 1 | 0 | 0 | 0 | 1 | 0 | 0 | 1 | 0 | 0 | 0 | 0 | 0 | 0 | 0 | 11 | 30 | 11 | 29
8016 | 334 | 11 | 30 | 24 | 1 | 0 | 0 | 0 | 1 | 0 | 0 | 1 | 0 | 0 | 0 | 0 | 0 | 0 | 0 | 11 | 30 | 11 | 29
8017 | 335 | 12 | 1 | 1 | 1 | 0 | 0 | 1 | 0 | 0 | 0 | 1 | 0 | 0 | 0 | 0 | 0 | 0 | 0 | 12 | 1 | 11 | 30
8018 | 335 | 12 | 1 | 2 | 1 | 0 | 0 | 1 | 0 | 0 | 0 | 1 | 0 | 0 | 0 | 0 | 0 | 0 | 0 | 12 | 1 | 11 | 30
8019 | 335 | 12 | 1 | 3 | 1 | 0 | 0 | 1 | 0 | 0 | 0 | 1 | 0 | 0 | 0 | 0 | 0 | 0 | 0 | 12 | 1 | 11 | 30
8020 | 335 | 12 | 1 | 4 | 1 | 0 | 0 | 1 | 0 | 0 | 0 | 1 | 0 | 0 | 0 | 0 | 0 | 0 | 0 | 12 | 1 | 11 | 30
8021 | 335 | 12 | 1 | 5 | 1 | 0 | 0 | 1 | 0 | 0 | 0 | 1 | 0 | 0 | 0 | 0 | 0 | 0 | 0 | 12 | 1 | 11 | 30
8022 | 335 | 12 | 1 | 6 | 1 | 0 | 0 | 1 | 0 | 0 | 0 | 1 | 0 | 0 | 0 | 0 | 0 | 0 | 0 | 12 | 1 | 11 | 30
8023 | 335 | 12 | 1 | 7 | 1 | 0 | 0 | 1 | 0 | 0 | 0 | 1 | 0 | 0 | 0 | 0 | 0 | 0 | 0 | 12 | 1 | 11 | 30
8024 | 335 | 12 | 1 | 8 | 1 | 0 | 0 | 1 | 0 | 0 | 0 | 1 | 0 | 0 | 0 | 0 | 0 | 0 | 0 | 12 | 1 | 11 | 30
8025 | 335 | 12 | 1 | 9 | 1 | 0 | 0 | 1 | 0 | 0 | 0 | 1 | 0 | 0 | 0 | 0 | 0 | 0 | 0 | 12 | 1 | 11 | 30
8026 | 335 | 12 | 1 | 10 | 1 | 0 | 0 | 1 | 0 | 0 | 0 | 1 | 0 | 0 | 0 | 0 | 0 | 0 | 0 | 12 | 1 | 11 | 30
8027 | 335 | 12 | 1 | 11 | 1 | 0 | 0 | 1 | 0 | 0 | 0 | 1 | 0 | 0 | 0 | 0 | 0 | 0 | 0 | 12 | 1 | 11 | 30
8028 | 335 | 12 | 1 | 12 | 1 | 0 | 0 | 1 | 0 | 0 | 0 | 1 | 0 | 0 | 0 | 0 | 0 | 0 | 0 | 12 | 1 | 11 | 30
8029 | 335 | 12 | 1 | 13 | 1 | 0 | 0 | 1 | 0 | 0 | 0 | 1 | 0 | 0 | 0 | 0 | 0 | 0 | 0 | 12 | 1 | 11 | 30
8030 | 335 | 12 | 1 | 14 | 1 | 0 | 0 | 1 | 0 | 0 | 0 | 1 | 0 | 0 | 0 | 0 | 0 | 0 | 0 | 12 | 1 | 11 | 30
8031 | 335 | 12 | 1 | 15 | 1 | 0 | 0 | 1 | 0 | 0 | 0 | 1 | 0 | 0 | 0 | 0 | 0 | 0 | 0 | 12 | 1 | 11 | 30
8032 | 335 | 12 | 1 | 16 | 1 | 0 | 0 | 1 | 0 | 0 | 0 | 1 | 0 | 0 | 0 | 0 | 0 | 0 | 0 | 12 | 1 | 11 | 30
8033 | 335 | 12 | 1 | 17 | 1 | 0 | 0 | 1 | 0 | 0 | 0 | 1 | 0 | 0 | 0 | 0 | 0 | 0 | 0 | 12 | 1 | 11 | 30
8034 | 335 | 12 | 1 | 18 | 1 | 0 | 0 | 1 | 0 | 0 | 0 | 1 | 0 | 0 | 0 | 0 | 0 | 0 | 0 | 12 | 1 | 11 | 30
8035 | 335 | 12 | 1 | 19 | 1 | 0 | 1 | 0 | 0 | 0 | 0 | 1 | 0 | 0 | 0 | 0 | 0 | 0 | 0 | 12 | 1 | 11 | 30
8036 | 335 | 12 | 1 | 20 | 1 | 0 | 1 | 0 | 0 | 0 | 0 | 1 | 0 | 0 | 0 | 0 | 0 | 0 | 0 | 12 | 1 | 11 | 30
8037 | 335 | 12 | 1 | 21 | 1 | 0 | 0 | 1 | 0 | 0 | 0 | 1 | 0 | 0 | 0 | 0 | 0 | 0 | 0 | 12 | 1 | 11 | 30
8038 | 335 | 12 | 1 | 22 | 1 | 0 | 0 | 1 | 0 | 0 | 0 | 1 | 0 | 0 | 0 | 0 | 0 | 0 | 0 | 12 | 1 | 11 | 30
8039 | 335 | 12 | 1 | 23 | 1 | 0 | 0 | 1 | 0 | 0 | 0 | 1 | 0 | 0 | 0 | 0 | 0 | 0 | 0 | 12 | 1 | 11 | 30
8040 | 335 | 12 | 1 | 24 | 1 | 0 | 0 | 1 | 0 | 0 | 0 | 1 | 0 | 0 | 0 | 0 | 0 | 0 | 0 | 12 | 1 | 11 | 30
8041 | 336 | 12 | 2 | 1 | 0 | 0 | 0 | 1 | 0 | 0 | 0 | 1 | 0 | 0 | 0 | 0 | 0 | 0 | 0 | 12 | 2 | 12 | 1
8042 | 336 | 12 | 2 | 2 | 0 | 0 | 0 | 1 | 0 | 0 | 0 | 1 | 0 | 0 | 0 | 0 | 0 | 0 | 0 | 12 | 2 | 12 | 1
8043 | 336 | 12 | 2 | 3 | 0 | 0 | 0 | 1 | 0 | 0 | 0 | 1 | 0 | 0 | 0 | 0 | 0 | 0 | 0 | 12 | 2 | 12 | 1
8044 | 336 | 12 | 2 | 4 | 0 | 0 | 0 | 1 | 0 | 0 | 0 | 1 | 0 | 0 | 0 | 0 | 0 | 0 | 0 | 12 | 2 | 12 | 1
8045 | 336 | 12 | 2 | 5 | 0 | 0 | 0 | 1 | 0 | 0 | 0 | 1 | 0 | 0 | 0 | 0 | 0 | 0 | 0 | 12 | 2 | 12 | 1
8046 | 336 | 12 | 2 | 6 | 0 | 0 | 0 | 1 | 0 | 0 | 0 | 1 | 0 | 0 | 0 | 0 | 0 | 0 | 0 | 12 | 2 | 12 | 1
8047 | 336 | 12 | 2 | 7 | 0 | 0 | 0 | 1 | 0 | 0 | 0 | 1 | 0 | 0 | 0 | 0 | 0 | 0 | 0 | 12 | 2 | 12 | 1
8048 | 336 | 12 | 2 | 8 | 0 | 0 | 0 | 1 | 0 | 0 | 0 | 1 | 0 | 0 | 0 | 0 | 0 | 0 | 0 | 12 | 2 | 12 | 1
8049 | 336 | 12 | 2 | 9 | 0 | 0 | 0 | 1 | 0 | 0 | 0 | 1 | 0 | 0 | 0 | 0 | 0 | 0 | 0 | 12 | 2 | 12 | 1
8050 | 336 | 12 | 2 | 10 | 0 | 0 | 0 | 1 | 0 | 0 | 0 | 1 | 0 | 0 | 0 | 0 | 0 | 0 | 0 | 12 | 2 | 12 | 1
8051 | 336 | 12 | 2 | 11 | 0 | 0 | 0 | 1 | 0 | 0 | 0 | 1 | 0 | 0 | 0 | 0 | 0 | 0 | 0 | 12 | 2 | 12 | 1
8052 | 336 | 12 | 2 | 12 | 0 | 0 | 0 | 1 | 0 | 0 | 0 | 1 | 0 | 0 | 0 | 0 | 0 | 0 | 0 | 12 | 2 | 12 | 1
8053 | 336 | 12 | 2 | 13 | 0 | 0 | 0 | 1 | 0 | 0 | 0 | 1 | 0 | 0 | 0 | 0 | 0 | 0 | 0 | 12 | 2 | 12 | 1
8054 | 336 | 12 | 2 | 14 | 0 | 0 | 0 | 1 | 0 | 0 | 0 | 1 | 0 | 0 | 0 | 0 | 0 | 0 | 0 | 12 | 2 | 12 | 1
8055 | 336 | 12 | 2 | 15 | 0 | 0 | 0 | 1 | 0 | 0 | 0 | 1 | 0 | 0 | 0 | 0 | 0 | 0 | 0 | 12 | 2 | 12 | 1
8056 | 336 | 12 | 2 | 16 | 0 | 0 | 0 | 1 | 0 | 0 | 0 | 1 | 0 | 0 | 0 | 0 | 0 | 0 | 0 | 12 | 2 | 12 | 1
8057 | 336 | 12 | 2 | 17 | 0 | 0 | 0 | 1 | 0 | 0 | 0 | 1 | 0 | 0 | 0 | 0 | 0 | 0 | 0 | 12 | 2 | 12 | 1
8058 | 336 | 12 | 2 | 18 | 0 | 0 | 0 | 1 | 0 | 0 | 0 | 1 | 0 | 0 | 0 | 0 | 0 | 0 | 0 | 12 | 2 | 12 | 1
8059 | 336 | 12 | 2 | 19 | 0 | 0 | 0 | 1 | 0 | 0 | 0 | 1 | 0 | 0 | 0 | 0 | 0 | 0 | 0 | 12 | 2 | 12 | 1
8060 | 336 | 12 | 2 | 20 | 0 | 0 | 0 | 1 | 0 | 0 | 0 | 1 | 0 | 0 | 0 | 0 | 0 | 0 | 0 | 12 | 2 | 12 | 1
8061 | 336 | 12 | 2 | 21 | 0 | 0 | 0 | 1 | 0 | 0 | 0 | 1 | 0 | 0 | 0 | 0 | 0 | 0 | 0 | 12 | 2 | 12 | 1
8062 | 336 | 12 | 2 | 22 | 0 | 0 | 0 | 1 | 0 | 0 | 0 | 1 | 0 | 0 | 0 | 0 | 0 | 0 | 0 | 12 | 2 | 12 | 1
8063 | 336 | 12 | 2 | 23 | 0 | 0 | 0 | 1 | 0 | 0 | 0 | 1 | 0 | 0 | 0 | 0 | 0 | 0 | 0 | 12 | 2 | 12 | 1
8064 | 336 | 12 | 2 | 24 | 0 | 0 | 0 | 1 | 0 | 0 | 0 | 1 | 0 | 0 | 0 | 0 | 0 | 0 | 0 | 12 | 2 | 12 | 1
8065 | 337 | 12 | 3 | 1 | 0 | 0 | 0 | 1 | 0 | 0 | 0 | 1 | 0 | 0 | 0 | 0 | 0 | 0 | 0 | 12 | 3 | 12 | 2
8066 | 337 | 12 | 3 | 2 | 0 | 0 | 0 | 1 | 0 | 0 | 0 | 1 | 0 | 0 | 0 | 0 | 0 | 0 | 0 | 12 | 3 | 12 | 2
8067 | 337 | 12 | 3 | 3 | 0 | 0 | 0 | 1 | 0 | 0 | 0 | 1 | 0 | 0 | 0 | 0 | 0 | 0 | 0 | 12 | 3 | 12 | 2
8068 | 337 | 12 | 3 | 4 | 0 | 0 | 0 | 1 | 0 | 0 | 0 | 1 | 0 | 0 | 0 | 0 | 0 | 0 | 0 | 12 | 3 | 12 | 2
8069 | 337 | 12 | 3 | 5 | 0 | 0 | 0 | 1 | 0 | 0 | 0 | 1 | 0 | 0 | 0 | 0 | 0 | 0 | 0 | 12 | 3 | 12 | 2
8070 | 337 | 12 | 3 | 6 | 0 | 0 | 0 | 1 | 0 | 0 | 0 | 1 | 0 | 0 | 0 | 0 | 0 | 0 | 0 | 12 | 3 | 12 | 2
8071 | 337 | 12 | 3 | 7 | 0 | 0 | 0 | 1 | 0 | 0 | 0 | 1 | 0 | 0 | 0 | 0 | 0 | 0 | 0 | 12 | 3 | 12 | 2
8072 | 337 | 12 | 3 | 8 | 0 | 0 | 0 | 1 | 0 | 0 | 0 | 1 | 0 | 0 | 0 | 0 | 0 | 0 | 0 | 12 | 3 | 12 | 2
8073 | 337 | 12 | 3 | 9 | 0 | 0 | 0 | 1 | 0 | 0 | 0 | 1 | 0 | 0 | 0 | 0 | 0 | 0 | 0 | 12 | 3 | 12 | 2
8074 | 337 | 12 | 3 | 10 | 0 | 0 | 0 | 1 | 0 | 0 | 0 | 1 | 0 | 0 | 0 | 0 | 0 | 0 | 0 | 12 | 3 | 12 | 2
8075 | 337 | 12 | 3 | 11 | 0 | 0 | 0 | 1 | 0 | 0 | 0 | 1 | 0 | 0 | 0 | 0 | 0 | 0 | 0 | 12 | 3 | 12 | 2
8076 | 337 | 12 | 3 | 12 | 0 | 0 | 0 | 1 | 0 | 0 | 0 | 1 | 0 | 0 | 0 | 0 | 0 | 0 | 0 | 12 | 3 | 12 | 2
8077 | 337 | 12 | 3 | 13 | 0 | 0 | 0 | 1 | 0 | 0 | 0 | 1 | 0 | 0 | 0 | 0 | 0 | 0 | 0 | 12 | 3 | 12 | 2
8078 | 337 | 12 | 3 | 14 | 0 | 0 | 0 | 1 | 0 | 0 | 0 | 1 | 0 | 0 | 0 | 0 | 0 | 0 | 0 | 12 | 3 | 12 | 2
8079 | 337 | 12 | 3 | 15 | 0 | 0 | 0 | 1 | 0 | 0 | 0 | 1 | 0 | 0 | 0 | 0 | 0 | 0 | 0 | 12 | 3 | 12 | 2
8080 | 337 | 12 | 3 | 16 | 0 | 0 | 0 | 1 | 0 | 0 | 0 | 1 | 0 | 0 | 0 | 0 | 0 | 0 | 0 | 12 | 3 | 12 | 2
8081 | 337 | 12 | 3 | 17 | 0 | 0 | 0 | 1 | 0 | 0 | 0 | 1 | 0 | 0 | 0 | 0 | 0 | 0 | 0 | 12 | 3 | 12 | 2
8082 | 337 | 12 | 3 | 18 | 0 | 0 | 0 | 1 | 0 | 0 | 0 | 1 | 0 | 0 | 0 | 0 | 0 | 0 | 0 | 12 | 3 | 12 | 2
8083 | 337 | 12 | 3 | 19 | 0 | 0 | 0 | 1 | 0 | 0 | 0 | 1 | 0 | 0 | 0 | 0 | 0 | 0 | 0 | 12 | 3 | 12 | 2
8084 | 337 | 12 | 3 | 20 | 0 | 0 | 0 | 1 | 0 | 0 | 0 | 1 | 0 | 0 | 0 | 0 | 0 | 0 | 0 | 12 | 3 | 12 | 2
8085 | 337 | 12 | 3 | 21 | 0 | 0 | 0 | 1 | 0 | 0 | 0 | 1 | 0 | 0 | 0 | 0 | 0 | 0 | 0 | 12 | 3 | 12 | 2
8086 | 337 | 12 | 3 | 22 | 0 | 0 | 0 | 1 | 0 | 0 | 0 | 1 | 0 | 0 | 0 | 0 | 0 | 0 | 0 | 12 | 3 | 12 | 2
8087 | 337 | 12 | 3 | 23 | 0 | 0 | 0 | 1 | 0 | 0 | 0 | 1 | 0 | 0 | 0 | 0 | 0 | 0 | 0 | 12 | 3 | 12 | 2
8088 | 337 | 12 | 3 | 24 | 0 | 0 | 0 | 1 | 0 | 0 | 0 | 1 | 0 | 0 | 0 | 0 | 0 | 0 | 0 | 12 | 3 | 12 | 2
8089 | 338 | 12 | 4 | 1 | 1 | 0 | 0 | 1 | 0 | 0 | 0 | 1 | 0 | 0 | 0 | 0 | 0 | 0 | 0 | 12 | 4 | 12 | 3
8090 | 338 | 12 | 4 | 2 | 1 | 0 | 0 | 1 | 0 | 0 | 0 | 1 | 0 | 0 | 0 | 0 | 0 | 0 | 0 | 12 | 4 | 12 | 3
8091 | 338 | 12 | 4 | 3 | 1 | 0 | 0 | 1 | 0 | 0 | 0 | 1 | 0 | 0 | 0 | 0 | 0 | 0 | 0 | 12 | 4 | 12 | 3
8092 | 338 | 12 | 4 | 4 | 1 | 0 | 0 | 1 | 0 | 0 | 0 | 1 | 0 | 0 | 0 | 0 | 0 | 0 | 0 | 12 | 4 | 12 | 3
8093 | 338 | 12 | 4 | 5 | 1 | 0 | 0 | 1 | 0 | 0 | 0 | 1 | 0 | 0 | 0 | 0 | 0 | 0 | 0 | 12 | 4 | 12 | 3
8094 | 338 | 12 | 4 | 6 | 1 | 0 | 0 | 1 | 0 | 0 | 0 | 1 | 0 | 0 | 0 | 0 | 0 | 0 | 0 | 12 | 4 | 12 | 3
8095 | 338 | 12 | 4 | 7 | 1 | 0 | 0 | 1 | 0 | 0 | 0 | 1 | 0 | 0 | 0 | 0 | 0 | 0 | 0 | 12 | 4 | 12 | 3
8096 | 338 | 12 | 4 | 8 | 1 | 0 | 0 | 1 | 0 | 0 | 0 | 1 | 0 | 0 | 0 | 0 | 0 | 0 | 0 | 12 | 4 | 12 | 3
8097 | 338 | 12 | 4 | 9 | 1 | 0 | 0 | 1 | 0 | 0 | 0 | 1 | 0 | 0 | 0 | 0 | 0 | 0 | 0 | 12 | 4 | 12 | 3
8098 | 338 | 12 | 4 | 10 | 1 | 0 | 0 | 1 | 0 | 0 | 0 | 1 | 0 | 0 | 0 | 0 | 0 | 0 | 0 | 12 | 4 | 12 | 3
8099 | 338 | 12 | 4 | 11 | 1 | 0 | 0 | 1 | 0 | 0 | 0 | 1 | 0 | 0 | 0 | 0 | 0 | 0 | 0 | 12 | 4 | 12 | 3
8100 | 338 | 12 | 4 | 12 | 1 | 0 | 0 | 1 | 0 | 0 | 0 | 1 | 0 | 0 | 0 | 0 | 0 | 0 | 0 | 12 | 4 | 12 | 3
8101 | 338 | 12 | 4 | 13 | 1 | 0 | 0 | 1 | 0 | 0 | 0 | 1 | 0 | 0 | 0 | 0 | 0 | 0 | 0 | 12 | 4 | 12 | 3
8102 | 338 | 12 | 4 | 14 | 1 | 0 | 0 | 1 | 0 | 0 | 0 | 1 | 0 | 0 | 0 | 0 | 0 | 0 | 0 | 12 | 4 | 12 | 3
8103 | 338 | 12 | 4 | 15 | 1 | 0 | 0 | 1 | 0 | 0 | 0 | 1 | 0 | 0 | 0 | 0 | 0 | 0 | 0 | 12 | 4 | 12 | 3
8104 | 338 | 12 | 4 | 16 | 1 | 0 | 0 | 1 | 0 | 0 | 0 | 1 | 0 | 0 | 0 | 0 | 0 | 0 | 0 | 12 | 4 | 12 | 3
8105 | 338 | 12 | 4 | 17 | 1 | 0 | 0 | 1 | 0 | 0 | 0 | 1 | 0 | 0 | 0 | 0 | 0 | 0 | 0 | 12 | 4 | 12 | 3
8106 | 338 | 12 | 4 | 18 | 1 | 0 | 0 | 1 | 0 | 0 | 0 | 1 | 0 | 0 | 0 | 0 | 0 | 0 | 0 | 12 | 4 | 12 | 3
8107 | 338 | 12 | 4 | 19 | 1 | 0 | 1 | 0 | 0 | 0 | 0 | 1 | 0 | 0 | 0 | 0 | 0 | 0 | 0 | 12 | 4 | 12 | 3
8108 | 338 | 12 | 4 | 20 | 1 | 0 | 1 | 0 | 0 | 0 | 0 | 1 | 0 | 0 | 0 | 0 | 0 | 0 | 0 | 12 | 4 | 12 | 3
8109 | 338 | 12 | 4 | 21 | 1 | 0 | 0 | 1 | 0 | 0 | 0 | 1 | 0 | 0 | 0 | 0 | 0 | 0 | 0 | 12 | 4 | 12 | 3
8110 | 338 | 12 | 4 | 22 | 1 | 0 | 0 | 1 | 0 | 0 | 0 | 1 | 0 | 0 | 0 | 0 | 0 | 0 | 0 | 12 | 4 | 12 | 3
8111 | 338 | 12 | 4 | 23 | 1 | 0 | 0 | 1 | 0 | 0 | 0 | 1 | 0 | 0 | 0 | 0 | 0 | 0 | 0 | 12 | 4 | 12 | 3
8112 | 338 | 12 | 4 | 24 | 1 | 0 | 0 | 1 | 0 | 0 | 0 | 1 | 0 | 0 | 0 | 0 | 0 | 0 | 0 | 12 | 4 | 12 | 3
8113 | 339 | 12 | 5 | 1 | 1 | 0 | 0 | 1 | 0 | 0 | 0 | 1 | 0 | 0 | 0 | 0 | 0 | 0 | 0 | 12 | 5 | 12 | 4
8114 | 339 | 12 | 5 | 2 | 1 | 0 | 0 | 1 | 0 | 0 | 0 | 1 | 0 | 0 | 0 | 0 | 0 | 0 | 0 | 12 | 5 | 12 | 4
8115 | 339 | 12 | 5 | 3 | 1 | 0 | 0 | 1 | 0 | 0 | 0 | 1 | 0 | 0 | 0 | 0 | 0 | 0 | 0 | 12 | 5 | 12 | 4
8116 | 339 | 12 | 5 | 4 | 1 | 0 | 0 | 1 | 0 | 0 | 0 | 1 | 0 | 0 | 0 | 0 | 0 | 0 | 0 | 12 | 5 | 12 | 4
8117 | 339 | 12 | 5 | 5 | 1 | 0 | 0 | 1 | 0 | 0 | 0 | 1 | 0 | 0 | 0 | 0 | 0 | 0 | 0 | 12 | 5 | 12 | 4
8118 | 339 | 12 | 5 | 6 | 1 | 0 | 0 | 1 | 0 | 0 | 0 | 1 | 0 | 0 | 0 | 0 | 0 | 0 | 0 | 12 | 5 | 12 | 4
8119 | 339 | 12 | 5 | 7 | 1 | 0 | 0 | 1 | 0 | 0 | 0 | 1 | 0 | 0 | 0 | 0 | 0 | 0 | 0 | 12 | 5 | 12 | 4
8120 | 339 | 12 | 5 | 8 | 1 | 0 | 0 | 1 | 0 | 0 | 0 | 1 | 0 | 0 | 0 | 0 | 0 | 0 | 0 | 12 | 5 | 12 | 4
8121 | 339 | 12 | 5 | 9 | 1 | 0 | 0 | 1 | 0 | 0 | 0 | 1 | 0 | 0 | 0 | 0 | 0 | 0 | 0 | 12 | 5 | 12 | 4
8122 | 339 | 12 | 5 | 10 | 1 | 0 | 0 | 1 | 0 | 0 | 0 | 1 | 0 | 0 | 0 | 0 | 0 | 0 | 0 | 12 | 5 | 12 | 4
8123 | 339 | 12 | 5 | 11 | 1 | 0 | 0 | 1 | 0 | 0 | 0 | 1 | 0 | 0 | 0 | 0 | 0 | 0 | 0 | 12 | 5 | 12 | 4
8124 | 339 | 12 | 5 | 12 | 1 | 0 | 0 | 1 | 0 | 0 | 0 | 1 | 0 | 0 | 0 | 0 | 0 | 0 | 0 | 12 | 5 | 12 | 4
8125 | 339 | 12 | 5 | 13 | 1 | 0 | 0 | 1 | 0 | 0 | 0 | 1 | 0 | 0 | 0 | 0 | 0 | 0 | 0 | 12 | 5 | 12 | 4
8126 | 339 | 12 | 5 | 14 | 1 | 0 | 0 | 1 | 0 | 0 | 0 | 1 | 0 | 0 | 0 | 0 | 0 | 0 | 0 | 12 | 5 | 12 | 4
8127 | 339 | 12 | 5 | 15 | 1 | 0 | 0 | 1 | 0 | 0 | 0 | 1 | 0 | 0 | 0 | 0 | 0 | 0 | 0 | 12 | 5 | 12 | 4
8128 | 339 | 12 | 5 | 16 | 1 | 0 | 0 | 1 | 0 | 0 | 0 | 1 | 0 | 0 | 0 | 0 | 0 | 0 | 0 | 12 | 5 | 12 | 4
8129 | 339 | 12 | 5 | 17 | 1 | 0 | 0 | 1 | 0 | 0 | 0 | 1 | 0 | 0 | 0 | 0 | 0 | 0 | 0 | 12 | 5 | 12 | 4
8130 | 339 | 12 | 5 | 18 | 1 | 0 | 0 | 1 | 0 | 0 | 0 | 1 | 0 | 0 | 0 | 0 | 0 | 0 | 0 | 12 | 5 | 12 | 4
8131 | 339 | 12 | 5 | 19 | 1 | 0 | 1 | 0 | 0 | 0 | 0 | 1 | 0 | 0 | 0 | 0 | 0 | 0 | 0 | 12 | 5 | 12 | 4
8132 | 339 | 12 | 5 | 20 | 1 | 0 | 1 | 0 | 0 | 0 | 0 | 1 | 0 | 0 | 0 | 0 | 0 | 0 | 0 | 12 | 5 | 12 | 4
8133 | 339 | 12 | 5 | 21 | 1 | 0 | 0 | 1 | 0 | 0 | 0 | 1 | 0 | 0 | 0 | 0 | 0 | 0 | 0 | 12 | 5 | 12 | 4
8134 | 339 | 12 | 5 | 22 | 1 | 0 | 0 | 1 | 0 | 0 | 0 | 1 | 0 | 0 | 0 | 0 | 0 | 0 | 0 | 12 | 5 | 12 | 4
8135 | 339 | 12 | 5 | 23 | 1 | 0 | 0 | 1 | 0 | 0 | 0 | 1 | 0 | 0 | 0 | 0 | 0 | 0 | 0 | 12 | 5 | 12 | 4
8136 | 339 | 12 | 5 | 24 | 1 | 0 | 0 | 1 | 0 | 0 | 0 | 1 | 0 | 0 | 0 | 0 | 0 | 0 | 0 | 12 | 5 | 12 | 4
8137 | 340 | 12 | 6 | 1 | 1 | 0 | 0 | 1 | 0 | 0 | 0 | 1 | 0 | 0 | 0 | 0 | 0 | 0 | 0 | 12 | 6 | 12 | 5
8138 | 340 | 12 | 6 | 2 | 1 | 0 | 0 | 1 | 0 | 0 | 0 | 1 | 0 | 0 | 0 | 0 | 0 | 0 | 0 | 12 | 6 | 12 | 5
8139 | 340 | 12 | 6 | 3 | 1 | 0 | 0 | 1 | 0 | 0 | 0 | 1 | 0 | 0 | 0 | 0 | 0 | 0 | 0 | 12 | 6 | 12 | 5
8140 | 340 | 12 | 6 | 4 | 1 | 0 | 0 | 1 | 0 | 0 | 0 | 1 | 0 | 0 | 0 | 0 | 0 | 0 | 0 | 12 | 6 | 12 | 5
8141 | 340 | 12 | 6 | 5 | 1 | 0 | 0 | 1 | 0 | 0 | 0 | 1 | 0 | 0 | 0 | 0 | 0 | 0 | 0 | 12 | 6 | 12 | 5
8142 | 340 | 12 | 6 | 6 | 1 | 0 | 0 | 1 | 0 | 0 | 0 | 1 | 0 | 0 | 0 | 0 | 0 | 0 | 0 | 12 | 6 | 12 | 5
8143 | 340 | 12 | 6 | 7 | 1 | 0 | 0 | 1 | 0 | 0 | 0 | 1 | 0 | 0 | 0 | 0 | 0 | 0 | 0 | 12 | 6 | 12 | 5
8144 | 340 | 12 | 6 | 8 | 1 | 0 | 0 | 1 | 0 | 0 | 0 | 1 | 0 | 0 | 0 | 0 | 0 | 0 | 0 | 12 | 6 | 12 | 5
8145 | 340 | 12 | 6 | 9 | 1 | 0 | 0 | 1 | 0 | 0 | 0 | 1 | 0 | 0 | 0 | 0 | 0 | 0 | 0 | 12 | 6 | 12 | 5
8146 | 340 | 12 | 6 | 10 | 1 | 0 | 0 | 1 | 0 | 0 | 0 | 1 | 0 | 0 | 0 | 0 | 0 | 0 | 0 | 12 | 6 | 12 | 5
8147 | 340 | 12 | 6 | 11 | 1 | 0 | 0 | 1 | 0 | 0 | 0 | 1 | 0 | 0 | 0 | 0 | 0 | 0 | 0 | 12 | 6 | 12 | 5
8148 | 340 | 12 | 6 | 12 | 1 | 0 | 0 | 1 | 0 | 0 | 0 | 1 | 0 | 0 | 0 | 0 | 0 | 0 | 0 | 12 | 6 | 12 | 5
8149 | 340 | 12 | 6 | 13 | 1 | 0 | 0 | 1 | 0 | 0 | 0 | 1 | 0 | 0 | 0 | 0 | 0 | 0 | 0 | 12 | 6 | 12 | 5
8150 | 340 | 12 | 6 | 14 | 1 | 0 | 0 | 1 | 0 | 0 | 0 | 1 | 0 | 0 | 0 | 0 | 0 | 0 | 0 | 12 | 6 | 12 | 5
8151 | 340 | 12 | 6 | 15 | 1 | 0 | 0 | 1 | 0 | 0 | 0 | 1 | 0 | 0 | 0 | 0 | 0 | 0 | 0 | 12 | 6 | 12 | 5
8152 | 340 | 12 | 6 | 16 | 1 | 0 | 0 | 1 | 0 | 0 | 0 | 1 | 0 | 0 | 0 | 0 | 0 | 0 | 0 | 12 | 6 | 12 | 5
8153 | 340 | 12 | 6 | 17 | 1 | 0 | 0 | 1 | 0 | 0 | 0 | 1 | 0 | 0 | 0 | 0 | 0 | 0 | 0 | 12 | 6 | 12 | 5
8154 | 340 | 12 | 6 | 18 | 1 | 0 | 0 | 1 | 0 | 0 | 0 | 1 | 0 | 0 | 0 | 0 | 0 | 0 | 0 | 12 | 6 | 12 | 5
8155 | 340 | 12 | 6 | 19 | 1 | 0 | 1 | 0 | 0 | 0 | 0 | 1 | 0 | 0 | 0 | 0 | 0 | 0 | 0 | 12 | 6 | 12 | 5
8156 | 340 | 12 | 6 | 20 | 1 | 0 | 1 | 0 | 0 | 0 | 0 | 1 | 0 | 0 | 0 | 0 | 0 | 0 | 0 | 12 | 6 | 12 | 5
8157 | 340 | 12 | 6 | 21 | 1 | 0 | 0 | 1 | 0 | 0 | 0 | 1 | 0 | 0 | 0 | 0 | 0 | 0 | 0 | 12 | 6 | 12 | 5
8158 | 340 | 12 | 6 | 22 | 1 | 0 | 0 | 1 | 0 | 0 | 0 | 1 | 0 | 0 | 0 | 0 | 0 | 0 | 0 | 12 | 6 | 12 | 5
8159 | 340 | 12 | 6 | 23 | 1 | 0 | 0 | 1 | 0 | 0 | 0 | 1 | 0 | 0 | 0 | 0 | 0 | 0 | 0 | 12 | 6 | 12 | 5
8160 | 340 | 12 | 6 | 24 | 1 | 0 | 0 | 1 | 0 | 0 | 0 | 1 | 0 | 0 | 0 | 0 | 0 | 0 | 0 | 12 | 6 | 12 | 5
8161 | 341 | 12 | 7 | 1 | 1 | 0 | 0 | 1 | 0 | 0 | 0 | 1 | 0 | 0 | 0 | 0 | 0 | 0 | 0 | 12 | 7 | 12 | 6
8162 | 341 | 12 | 7 | 2 | 1 | 0 | 0 | 1 | 0 | 0 | 0 | 1 | 0 | 0 | 0 | 0 | 0 | 0 | 0 | 12 | 7 | 12 | 6
8163 | 341 | 12 | 7 | 3 | 1 | 0 | 0 | 1 | 0 | 0 | 0 | 1 | 0 | 0 | 0 | 0 | 0 | 0 | 0 | 12 | 7 | 12 | 6
8164 | 341 | 12 | 7 | 4 | 1 | 0 | 0 | 1 | 0 | 0 | 0 | 1 | 0 | 0 | 0 | 0 | 0 | 0 | 0 | 12 | 7 | 12 | 6
8165 | 341 | 12 | 7 | 5 | 1 | 0 | 0 | 1 | 0 | 0 | 0 | 1 | 0 | 0 | 0 | 0 | 0 | 0 | 0 | 12 | 7 | 12 | 6
8166 | 341 | 12 | 7 | 6 | 1 | 0 | 0 | 1 | 0 | 0 | 0 | 1 | 0 | 0 | 0 | 0 | 0 | 0 | 0 | 12 | 7 | 12 | 6
8167 | 341 | 12 | 7 | 7 | 1 | 0 | 0 | 1 | 0 | 0 | 0 | 1 | 0 | 0 | 0 | 0 | 0 | 0 | 0 | 12 | 7 | 12 | 6
8168 | 341 | 12 | 7 | 8 | 1 | 0 | 0 | 1 | 0 | 0 | 0 | 1 | 0 | 0 | 0 | 0 | 0 | 0 | 0 | 12 | 7 | 12 | 6
8169 | 341 | 12 | 7 | 9 | 1 | 0 | 0 | 1 | 0 | 0 | 0 | 1 | 0 | 0 | 0 | 0 | 0 | 0 | 0 | 12 | 7 | 12 | 6
8170 | 341 | 12 | 7 | 10 | 1 | 0 | 0 | 1 | 0 | 0 | 0 | 1 | 0 | 0 | 0 | 0 | 0 | 0 | 0 | 12 | 7 | 12 | 6
8171 | 341 | 12 | 7 | 11 | 1 | 0 | 0 | 1 | 0 | 0 | 0 | 1 | 0 | 0 | 0 | 0 | 0 | 0 | 0 | 12 | 7 | 12 | 6
8172 | 341 | 12 | 7 | 12 | 1 | 0 | 0 | 1 | 0 | 0 | 0 | 1 | 0 | 0 | 0 | 0 | 0 | 0 | 0 | 12 | 7 | 12 | 6
8173 | 341 | 12 | 7 | 13 | 1 | 0 | 0 | 1 | 0 | 0 | 0 | 1 | 0 | 0 | 0 | 0 | 0 | 0 | 0 | 12 | 7 | 12 | 6
8174 | 341 | 12 | 7 | 14 | 1 | 0 | 0 | 1 | 0 | 0 | 0 | 1 | 0 | 0 | 0 | 0 | 0 | 0 | 0 | 12 | 7 | 12 | 6
8175 | 341 | 12 | 7 | 15 | 1 | 0 | 0 | 1 | 0 | 0 | 0 | 1 | 0 | 0 | 0 | 0 | 0 | 0 | 0 | 12 | 7 | 12 | 6
8176 | 341 | 12 | 7 | 16 | 1 | 0 | 0 | 1 | 0 | 0 | 0 | 1 | 0 | 0 | 0 | 0 | 0 | 0 | 0 | 12 | 7 | 12 | 6
8177 | 341 | 12 | 7 | 17 | 1 | 0 | 0 | 1 | 0 | 0 | 0 | 1 | 0 | 0 | 0 | 0 | 0 | 0 | 0 | 12 | 7 | 12 | 6
8178 | 341 | 12 | 7 | 18 | 1 | 0 | 0 | 1 | 0 | 0 | 0 | 1 | 0 | 0 | 0 | 0 | 0 | 0 | 0 | 12 | 7 | 12 | 6
8179 | 341 | 12 | 7 | 19 | 1 | 0 | 1 | 0 | 0 | 0 | 0 | 1 | 0 | 0 | 0 | 0 | 0 | 0 | 0 | 12 | 7 | 12 | 6
8180 | 341 | 12 | 7 | 20 | 1 | 0 | 1 | 0 | 0 | 0 | 0 | 1 | 0 | 0 | 0 | 0 | 0 | 0 | 0 | 12 | 7 | 12 | 6
8181 | 341 | 12 | 7 | 21 | 1 | 0 | 0 | 1 | 0 | 0 | 0 | 1 | 0 | 0 | 0 | 0 | 0 | 0 | 0 | 12 | 7 | 12 | 6
8182 | 341 | 12 | 7 | 22 | 1 | 0 | 0 | 1 | 0 | 0 | 0 | 1 | 0 | 0 | 0 | 0 | 0 | 0 | 0 | 12 | 7 | 12 | 6
8183 | 341 | 12 | 7 | 23 | 1 | 0 | 0 | 1 | 0 | 0 | 0 | 1 | 0 | 0 | 0 | 0 | 0 | 0 | 0 | 12 | 7 | 12 | 6
8184 | 341 | 12 | 7 | 24 | 1 | 0 | 0 | 1 | 0 | 0 | 0 | 1 | 0 | 0 | 0 | 0 | 0 | 0 | 0 | 12 | 7 | 12 | 6
8185 | 342 | 12 | 8 | 1 | 1 | 0 | 0 | 1 | 0 | 0 | 0 | 1 | 0 | 0 | 0 | 0 | 0 | 0 | 0 | 12 | 8 | 12 | 7
8186 | 342 | 12 | 8 | 2 | 1 | 0 | 0 | 1 | 0 | 0 | 0 | 1 | 0 | 0 | 0 | 0 | 0 | 0 | 0 | 12 | 8 | 12 | 7
8187 | 342 | 12 | 8 | 3 | 1 | 0 | 0 | 1 | 0 | 0 | 0 | 1 | 0 | 0 | 0 | 0 | 0 | 0 | 0 | 12 | 8 | 12 | 7
8188 | 342 | 12 | 8 | 4 | 1 | 0 | 0 | 1 | 0 | 0 | 0 | 1 | 0 | 0 | 0 | 0 | 0 | 0 | 0 | 12 | 8 | 12 | 7
8189 | 342 | 12 | 8 | 5 | 1 | 0 | 0 | 1 | 0 | 0 | 0 | 1 | 0 | 0 | 0 | 0 | 0 | 0 | 0 | 12 | 8 | 12 | 7
8190 | 342 | 12 | 8 | 6 | 1 | 0 | 0 | 1 | 0 | 0 | 0 | 1 | 0 | 0 | 0 | 0 | 0 | 0 | 0 | 12 | 8 | 12 | 7
8191 | 342 | 12 | 8 | 7 | 1 | 0 | 0 | 1 | 0 | 0 | 0 | 1 | 0 | 0 | 0 | 0 | 0 | 0 | 0 | 12 | 8 | 12 | 7
8192 | 342 | 12 | 8 | 8 | 1 | 0 | 0 | 1 | 0 | 0 | 0 | 1 | 0 | 0 | 0 | 0 | 0 | 0 | 0 | 12 | 8 | 12 | 7
8193 | 342 | 12 | 8 | 9 | 1 | 0 | 0 | 1 | 0 | 0 | 0 | 1 | 0 | 0 | 0 | 0 | 0 | 0 | 0 | 12 | 8 | 12 | 7
8194 | 342 | 12 | 8 | 10 | 1 | 0 | 0 | 1 | 0 | 0 | 0 | 1 | 0 | 0 | 0 | 0 | 0 | 0 | 0 | 12 | 8 | 12 | 7
8195 | 342 | 12 | 8 | 11 | 1 | 0 | 0 | 1 | 0 | 0 | 0 | 1 | 0 | 0 | 0 | 0 | 0 | 0 | 0 | 12 | 8 | 12 | 7
8196 | 342 | 12 | 8 | 12 | 1 | 0 | 0 | 1 | 0 | 0 | 0 | 1 | 0 | 0 | 0 | 0 | 0 | 0 | 0 | 12 | 8 | 12 | 7
8197 | 342 | 12 | 8 | 13 | 1 | 0 | 0 | 1 | 0 | 0 | 0 | 1 | 0 | 0 | 0 | 0 | 0 | 0 | 0 | 12 | 8 | 12 | 7
8198 | 342 | 12 | 8 | 14 | 1 | 0 | 0 | 1 | 0 | 0 | 0 | 1 | 0 | 0 | 0 | 0 | 0 | 0 | 0 | 12 | 8 | 12 | 7
8199 | 342 | 12 | 8 | 15 | 1 | 0 | 0 | 1 | 0 | 0 | 0 | 1 | 0 | 0 | 0 | 0 | 0 | 0 | 0 | 12 | 8 | 12 | 7
8200 | 342 | 12 | 8 | 16 | 1 | 0 | 0 | 1 | 0 | 0 | 0 | 1 | 0 | 0 | 0 | 0 | 0 | 0 | 0 | 12 | 8 | 12 | 7
8201 | 342 | 12 | 8 | 17 | 1 | 0 | 0 | 1 | 0 | 0 | 0 | 1 | 0 | 0 | 0 | 0 | 0 | 0 | 0 | 12 | 8 | 12 | 7
8202 | 342 | 12 | 8 | 18 | 1 | 0 | 0 | 1 | 0 | 0 | 0 | 1 | 0 | 0 | 0 | 0 | 0 | 0 | 0 | 12 | 8 | 12 | 7
8203 | 342 | 12 | 8 | 19 | 1 | 0 | 1 | 0 | 0 | 0 | 0 | 1 | 0 | 0 | 0 | 0 | 0 | 0 | 0 | 12 | 8 | 12 | 7
8204 | 342 | 12 | 8 | 20 | 1 | 0 | 1 | 0 | 0 | 0 | 0 | 1 | 0 | 0 | 0 | 0 | 0 | 0 | 0 | 12 | 8 | 12 | 7
8205 | 342 | 12 | 8 | 21 | 1 | 0 | 0 | 1 | 0 | 0 | 0 | 1 | 0 | 0 | 0 | 0 | 0 | 0 | 0 | 12 | 8 | 12 | 7
8206 | 342 | 12 | 8 | 22 | 1 | 0 | 0 | 1 | 0 | 0 | 0 | 1 | 0 | 0 | 0 | 0 | 0 | 0 | 0 | 12 | 8 | 12 | 7
8207 | 342 | 12 | 8 | 23 | 1 | 0 | 0 | 1 | 0 | 0 | 0 | 1 | 0 | 0 | 0 | 0 | 0 | 0 | 0 | 12 | 8 | 12 | 7
8208 | 342 | 12 | 8 | 24 | 1 | 0 | 0 | 1 | 0 | 0 | 0 | 1 | 0 | 0 | 0 | 0 | 0 | 0 | 0 | 12 | 8 | 12 | 7
8209 | 343 | 12 | 9 | 1 | 0 | 0 | 0 | 1 | 0 | 0 | 0 | 1 | 0 | 0 | 0 | 0 | 0 | 0 | 0 | 12 | 9 | 12 | 8
8210 | 343 | 12 | 9 | 2 | 0 | 0 | 0 | 1 | 0 | 0 | 0 | 1 | 0 | 0 | 0 | 0 | 0 | 0 | 0 | 12 | 9 | 12 | 8
8211 | 343 | 12 | 9 | 3 | 0 | 0 | 0 | 1 | 0 | 0 | 0 | 1 | 0 | 0 | 0 | 0 | 0 | 0 | 0 | 12 | 9 | 12 | 8
8212 | 343 | 12 | 9 | 4 | 0 | 0 | 0 | 1 | 0 | 0 | 0 | 1 | 0 | 0 | 0 | 0 | 0 | 0 | 0 | 12 | 9 | 12 | 8
8213 | 343 | 12 | 9 | 5 | 0 | 0 | 0 | 1 | 0 | 0 | 0 | 1 | 0 | 0 | 0 | 0 | 0 | 0 | 0 | 12 | 9 | 12 | 8
8214 | 343 | 12 | 9 | 6 | 0 | 0 | 0 | 1 | 0 | 0 | 0 | 1 | 0 | 0 | 0 | 0 | 0 | 0 | 0 | 12 | 9 | 12 | 8
8215 | 343 | 12 | 9 | 7 | 0 | 0 | 0 | 1 | 0 | 0 | 0 | 1 | 0 | 0 | 0 | 0 | 0 | 0 | 0 | 12 | 9 | 12 | 8
8216 | 343 | 12 | 9 | 8 | 0 | 0 | 0 | 1 | 0 | 0 | 0 | 1 | 0 | 0 | 0 | 0 | 0 | 0 | 0 | 12 | 9 | 12 | 8
8217 | 343 | 12 | 9 | 9 | 0 | 0 | 0 | 1 | 0 | 0 | 0 | 1 | 0 | 0 | 0 | 0 | 0 | 0 | 0 | 12 | 9 | 12 | 8
8218 | 343 | 12 | 9 | 10 | 0 | 0 | 0 | 1 | 0 | 0 | 0 | 1 | 0 | 0 | 0 | 0 | 0 | 0 | 0 | 12 | 9 | 12 | 8
8219 | 343 | 12 | 9 | 11 | 0 | 0 | 0 | 1 | 0 | 0 | 0 | 1 | 0 | 0 | 0 | 0 | 0 | 0 | 0 | 12 | 9 | 12 | 8
8220 | 343 | 12 | 9 | 12 | 0 | 0 | 0 | 1 | 0 | 0 | 0 | 1 | 0 | 0 | 0 | 0 | 0 | 0 | 0 | 12 | 9 | 12 | 8
8221 | 343 | 12 | 9 | 13 | 0 | 0 | 0 | 1 | 0 | 0 | 0 | 1 | 0 | 0 | 0 | 0 | 0 | 0 | 0 | 12 | 9 | 12 | 8
8222 | 343 | 12 | 9 | 14 | 0 | 0 | 0 | 1 | 0 | 0 | 0 | 1 | 0 | 0 | 0 | 0 | 0 | 0 | 0 | 12 | 9 | 12 | 8
8223 | 343 | 12 | 9 | 15 | 0 | 0 | 0 | 1 | 0 | 0 | 0 | 1 | 0 | 0 | 0 | 0 | 0 | 0 | 0 | 12 | 9 | 12 | 8
8224 | 343 | 12 | 9 | 16 | 0 | 0 | 0 | 1 | 0 | 0 | 0 | 1 | 0 | 0 | 0 | 0 | 0 | 0 | 0 | 12 | 9 | 12 | 8
8225 | 343 | 12 | 9 | 17 | 0 | 0 | 0 | 1 | 0 | 0 | 0 | 1 | 0 | 0 | 0 | 0 | 0 | 0 | 0 | 12 | 9 | 12 | 8
8226 | 343 | 12 | 9 | 18 | 0 | 0 | 0 | 1 | 0 | 0 | 0 | 1 | 0 | 0 | 0 | 0 | 0 | 0 | 0 | 12 | 9 | 12 | 8
8227 | 343 | 12 | 9 | 19 | 0 | 0 | 0 | 1 | 0 | 0 | 0 | 1 | 0 | 0 | 0 | 0 | 0 | 0 | 0 | 12 | 9 | 12 | 8
8228 | 343 | 12 | 9 | 20 | 0 | 0 | 0 | 1 | 0 | 0 | 0 | 1 | 0 | 0 | 0 | 0 | 0 | 0 | 0 | 12 | 9 | 12 | 8
8229 | 343 | 12 | 9 | 21 | 0 | 0 | 0 | 1 | 0 | 0 | 0 | 1 | 0 | 0 | 0 | 0 | 0 | 0 | 0 | 12 | 9 | 12 | 8
8230 | 343 | 12 | 9 | 22 | 0 | 0 | 0 | 1 | 0 | 0 | 0 | 1 | 0 | 0 | 0 | 0 | 0 | 0 | 0 | 12 | 9 | 12 | 8
8231 | 343 | 12 | 9 | 23 | 0 | 0 | 0 | 1 | 0 | 0 | 0 | 1 | 0 | 0 | 0 | 0 | 0 | 0 | 0 | 12 | 9 | 12 | 8
8232 | 343 | 12 | 9 | 24 | 0 | 0 | 0 | 1 | 0 | 0 | 0 | 1 | 0 | 0 | 0 | 0 | 0 | 0 | 0 | 12 | 9 | 12 | 8
8233 | 344 | 12 | 10 | 1 | 0 | 0 | 0 | 1 | 0 | 0 | 0 | 1 | 0 | 0 | 0 | 0 | 0 | 0 | 0 | 12 | 10 | 12 | 9
8234 | 344 | 12 | 10 | 2 | 0 | 0 | 0 | 1 | 0 | 0 | 0 | 1 | 0 | 0 | 0 | 0 | 0 | 0 | 0 | 12 | 10 | 12 | 9
8235 | 344 | 12 | 10 | 3 | 0 | 0 | 0 | 1 | 0 | 0 | 0 | 1 | 0 | 0 | 0 | 0 | 0 | 0 | 0 | 12 | 10 | 12 | 9
8236 | 344 | 12 | 10 | 4 | 0 | 0 | 0 | 1 | 0 | 0 | 0 | 1 | 0 | 0 | 0 | 0 | 0 | 0 | 0 | 12 | 10 | 12 | 9
8237 | 344 | 12 | 10 | 5 | 0 | 0 | 0 | 1 | 0 | 0 | 0 | 1 | 0 | 0 | 0 | 0 | 0 | 0 | 0 | 12 | 10 | 12 | 9
8238 | 344 | 12 | 10 | 6 | 0 | 0 | 0 | 1 | 0 | 0 | 0 | 1 | 0 | 0 | 0 | 0 | 0 | 0 | 0 | 12 | 10 | 12 | 9
8239 | 344 | 12 | 10 | 7 | 0 | 0 | 0 | 1 | 0 | 0 | 0 | 1 | 0 | 0 | 0 | 0 | 0 | 0 | 0 | 12 | 10 | 12 | 9
8240 | 344 | 12 | 10 | 8 | 0 | 0 | 0 | 1 | 0 | 0 | 0 | 1 | 0 | 0 | 0 | 0 | 0 | 0 | 0 | 12 | 10 | 12 | 9
8241 | 344 | 12 | 10 | 9 | 0 | 0 | 0 | 1 | 0 | 0 | 0 | 1 | 0 | 0 | 0 | 0 | 0 | 0 | 0 | 12 | 10 | 12 | 9
8242 | 344 | 12 | 10 | 10 | 0 | 0 | 0 | 1 | 0 | 0 | 0 | 1 | 0 | 0 | 0 | 0 | 0 | 0 | 0 | 12 | 10 | 12 | 9
8243 | 344 | 12 | 10 | 11 | 0 | 0 | 0 | 1 | 0 | 0 | 0 | 1 | 0 | 0 | 0 | 0 | 0 | 0 | 0 | 12 | 10 | 12 | 9
8244 | 344 | 12 | 10 | 12 | 0 | 0 | 0 | 1 | 0 | 0 | 0 | 1 | 0 | 0 | 0 | 0 | 0 | 0 | 0 | 12 | 10 | 12 | 9
8245 | 344 | 12 | 10 | 13 | 0 | 0 | 0 | 1 | 0 | 0 | 0 | 1 | 0 | 0 | 0 | 0 | 0 | 0 | 0 | 12 | 10 | 12 | 9
8246 | 344 | 12 | 10 | 14 | 0 | 0 | 0 | 1 | 0 | 0 | 0 | 1 | 0 | 0 | 0 | 0 | 0 | 0 | 0 | 12 | 10 | 12 | 9
8247 | 344 | 12 | 10 | 15 | 0 | 0 | 0 | 1 | 0 | 0 | 0 | 1 | 0 | 0 | 0 | 0 | 0 | 0 | 0 | 12 | 10 | 12 | 9
8248 | 344 | 12 | 10 | 16 | 0 | 0 | 0 | 1 | 0 | 0 | 0 | 1 | 0 | 0 | 0 | 0 | 0 | 0 | 0 | 12 | 10 | 12 | 9
8249 | 344 | 12 | 10 | 17 | 0 | 0 | 0 | 1 | 0 | 0 | 0 | 1 | 0 | 0 | 0 | 0 | 0 | 0 | 0 | 12 | 10 | 12 | 9
8250 | 344 | 12 | 10 | 18 | 0 | 0 | 0 | 1 | 0 | 0 | 0 | 1 | 0 | 0 | 0 | 0 | 0 | 0 | 0 | 12 | 10 | 12 | 9
8251 | 344 | 12 | 10 | 19 | 0 | 0 | 0 | 1 | 0 | 0 | 0 | 1 | 0 | 0 | 0 | 0 | 0 | 0 | 0 | 12 | 10 | 12 | 9
8252 | 344 | 12 | 10 | 20 | 0 | 0 | 0 | 1 | 0 | 0 | 0 | 1 | 0 | 0 | 0 | 0 | 0 | 0 | 0 | 12 | 10 | 12 | 9
8253 | 344 | 12 | 10 | 21 | 0 | 0 | 0 | 1 | 0 | 0 | 0 | 1 | 0 | 0 | 0 | 0 | 0 | 0 | 0 | 12 | 10 | 12 | 9
8254 | 344 | 12 | 10 | 22 | 0 | 0 | 0 | 1 | 0 | 0 | 0 | 1 | 0 | 0 | 0 | 0 | 0 | 0 | 0 | 12 | 10 | 12 | 9
8255 | 344 | 12 | 10 | 23 | 0 | 0 | 0 | 1 | 0 | 0 | 0 | 1 | 0 | 0 | 0 | 0 | 0 | 0 | 0 | 12 | 10 | 12 | 9
8256 | 344 | 12 | 10 | 24 | 0 | 0 | 0 | 1 | 0 | 0 | 0 | 1 | 0 | 0 | 0 | 0 | 0 | 0 | 0 | 12 | 10 | 12 | 9
8257 | 345 | 12 | 11 | 1 | 1 | 0 | 0 | 1 | 0 | 0 | 0 | 1 | 0 | 0 | 0 | 0 | 0 | 0 | 0 | 12 | 11 | 12 | 10
8258 | 345 | 12 | 11 | 2 | 1 | 0 | 0 | 1 | 0 | 0 | 0 | 1 | 0 | 0 | 0 | 0 | 0 | 0 | 0 | 12 | 11 | 12 | 10
8259 | 345 | 12 | 11 | 3 | 1 | 0 | 0 | 1 | 0 | 0 | 0 | 1 | 0 | 0 | 0 | 0 | 0 | 0 | 0 | 12 | 11 | 12 | 10
8260 | 345 | 12 | 11 | 4 | 1 | 0 | 0 | 1 | 0 | 0 | 0 | 1 | 0 | 0 | 0 | 0 | 0 | 0 | 0 | 12 | 11 | 12 | 10
8261 | 345 | 12 | 11 | 5 | 1 | 0 | 0 | 1 | 0 | 0 | 0 | 1 | 0 | 0 | 0 | 0 | 0 | 0 | 0 | 12 | 11 | 12 | 10
8262 | 345 | 12 | 11 | 6 | 1 | 0 | 0 | 1 | 0 | 0 | 0 | 1 | 0 | 0 | 0 | 0 | 0 | 0 | 0 | 12 | 11 | 12 | 10
8263 | 345 | 12 | 11 | 7 | 1 | 0 | 0 | 1 | 0 | 0 | 0 | 1 | 0 | 0 | 0 | 0 | 0 | 0 | 0 | 12 | 11 | 12 | 10
8264 | 345 | 12 | 11 | 8 | 1 | 0 | 0 | 1 | 0 | 0 | 0 | 1 | 0 | 0 | 0 | 0 | 0 | 0 | 0 | 12 | 11 | 12 | 10
8265 | 345 | 12 | 11 | 9 | 1 | 0 | 0 | 1 | 0 | 0 | 0 | 1 | 0 | 0 | 0 | 0 | 0 | 0 | 0 | 12 | 11 | 12 | 10
8266 | 345 | 12 | 11 | 10 | 1 | 0 | 0 | 1 | 0 | 0 | 0 | 1 | 0 | 0 | 0 | 0 | 0 | 0 | 0 | 12 | 11 | 12 | 10
8267 | 345 | 12 | 11 | 11 | 1 | 0 | 0 | 1 | 0 | 0 | 0 | 1 | 0 | 0 | 0 | 0 | 0 | 0 | 0 | 12 | 11 | 12 | 10
8268 | 345 | 12 | 11 | 12 | 1 | 0 | 0 | 1 | 0 | 0 | 0 | 1 | 0 | 0 | 0 | 0 | 0 | 0 | 0 | 12 | 11 | 12 | 10
8269 | 345 | 12 | 11 | 13 | 1 | 0 | 0 | 1 | 0 | 0 | 0 | 1 | 0 | 0 | 0 | 0 | 0 | 0 | 0 | 12 | 11 | 12 | 10
8270 | 345 | 12 | 11 | 14 | 1 | 0 | 0 | 1 | 0 | 0 | 0 | 1 | 0 | 0 | 0 | 0 | 0 | 0 | 0 | 12 | 11 | 12 | 10
8271 | 345 | 12 | 11 | 15 | 1 | 0 | 0 | 1 | 0 | 0 | 0 | 1 | 0 | 0 | 0 | 0 | 0 | 0 | 0 | 12 | 11 | 12 | 10
8272 | 345 | 12 | 11 | 16 | 1 | 0 | 0 | 1 | 0 | 0 | 0 | 1 | 0 | 0 | 0 | 0 | 0 | 0 | 0 | 12 | 11 | 12 | 10
8273 | 345 | 12 | 11 | 17 | 1 | 0 | 0 | 1 | 0 | 0 | 0 | 1 | 0 | 0 | 0 | 0 | 0 | 0 | 0 | 12 | 11 | 12 | 10
8274 | 345 | 12 | 11 | 18 | 1 | 0 | 0 | 1 | 0 | 0 | 0 | 1 | 0 | 0 | 0 | 0 | 0 | 0 | 0 | 12 | 11 | 12 | 10
8275 | 345 | 12 | 11 | 19 | 1 | 0 | 1 | 0 | 0 | 0 | 0 | 1 | 0 | 0 | 0 | 0 | 0 | 0 | 0 | 12 | 11 | 12 | 10
8276 | 345 | 12 | 11 | 20 | 1 | 0 | 1 | 0 | 0 | 0 | 0 | 1 | 0 | 0 | 0 | 0 | 0 | 0 | 0 | 12 | 11 | 12 | 10
8277 | 345 | 12 | 11 | 21 | 1 | 0 | 0 | 1 | 0 | 0 | 0 | 1 | 0 | 0 | 0 | 0 | 0 | 0 | 0 | 12 | 11 | 12 | 10
8278 | 345 | 12 | 11 | 22 | 1 | 0 | 0 | 1 | 0 | 0 | 0 | 1 | 0 | 0 | 0 | 0 | 0 | 0 | 0 | 12 | 11 | 12 | 10
8279 | 345 | 12 | 11 | 23 | 1 | 0 | 0 | 1 | 0 | 0 | 0 | 1 | 0 | 0 | 0 | 0 | 0 | 0 | 0 | 12 | 11 | 12 | 10
8280 | 345 | 12 | 11 | 24 | 1 | 0 | 0 | 1 | 0 | 0 | 0 | 1 | 0 | 0 | 0 | 0 | 0 | 0 | 0 | 12 | 11 | 12 | 10
8281 | 346 | 12 | 12 | 1 | 1 | 0 | 0 | 1 | 0 | 0 | 0 | 1 | 0 | 0 | 0 | 0 | 0 | 0 | 0 | 12 | 12 | 12 | 11
8282 | 346 | 12 | 12 | 2 | 1 | 0 | 0 | 1 | 0 | 0 | 0 | 1 | 0 | 0 | 0 | 0 | 0 | 0 | 0 | 12 | 12 | 12 | 11
8283 | 346 | 12 | 12 | 3 | 1 | 0 | 0 | 1 | 0 | 0 | 0 | 1 | 0 | 0 | 0 | 0 | 0 | 0 | 0 | 12 | 12 | 12 | 11
8284 | 346 | 12 | 12 | 4 | 1 | 0 | 0 | 1 | 0 | 0 | 0 | 1 | 0 | 0 | 0 | 0 | 0 | 0 | 0 | 12 | 12 | 12 | 11
8285 | 346 | 12 | 12 | 5 | 1 | 0 | 0 | 1 | 0 | 0 | 0 | 1 | 0 | 0 | 0 | 0 | 0 | 0 | 0 | 12 | 12 | 12 | 11
8286 | 346 | 12 | 12 | 6 | 1 | 0 | 0 | 1 | 0 | 0 | 0 | 1 | 0 | 0 | 0 | 0 | 0 | 0 | 0 | 12 | 12 | 12 | 11
8287 | 346 | 12 | 12 | 7 | 1 | 0 | 0 | 1 | 0 | 0 | 0 | 1 | 0 | 0 | 0 | 0 | 0 | 0 | 0 | 12 | 12 | 12 | 11
8288 | 346 | 12 | 12 | 8 | 1 | 0 | 0 | 1 | 0 | 0 | 0 | 1 | 0 | 0 | 0 | 0 | 0 | 0 | 0 | 12 | 12 | 12 | 11
8289 | 346 | 12 | 12 | 9 | 1 | 0 | 0 | 1 | 0 | 0 | 0 | 1 | 0 | 0 | 0 | 0 | 0 | 0 | 0 | 12 | 12 | 12 | 11
8290 | 346 | 12 | 12 | 10 | 1 | 0 | 0 | 1 | 0 | 0 | 0 | 1 | 0 | 0 | 0 | 0 | 0 | 0 | 0 | 12 | 12 | 12 | 11
8291 | 346 | 12 | 12 | 11 | 1 | 0 | 0 | 1 | 0 | 0 | 0 | 1 | 0 | 0 | 0 | 0 | 0 | 0 | 0 | 12 | 12 | 12 | 11
8292 | 346 | 12 | 12 | 12 | 1 | 0 | 0 | 1 | 0 | 0 | 0 | 1 | 0 | 0 | 0 | 0 | 0 | 0 | 0 | 12 | 12 | 12 | 11
8293 | 346 | 12 | 12 | 13 | 1 | 0 | 0 | 1 | 0 | 0 | 0 | 1 | 0 | 0 | 0 | 0 | 0 | 0 | 0 | 12 | 12 | 12 | 11
8294 | 346 | 12 | 12 | 14 | 1 | 0 | 0 | 1 | 0 | 0 | 0 | 1 | 0 | 0 | 0 | 0 | 0 | 0 | 0 | 12 | 12 | 12 | 11
8295 | 346 | 12 | 12 | 15 | 1 | 0 | 0 | 1 | 0 | 0 | 0 | 1 | 0 | 0 | 0 | 0 | 0 | 0 | 0 | 12 | 12 | 12 | 11
8296 | 346 | 12 | 12 | 16 | 1 | 0 | 0 | 1 | 0 | 0 | 0 | 1 | 0 | 0 | 0 | 0 | 0 | 0 | 0 | 12 | 12 | 12 | 11
8297 | 346 | 12 | 12 | 17 | 1 | 0 | 0 | 1 | 0 | 0 | 0 | 1 | 0 | 0 | 0 | 0 | 0 | 0 | 0 | 12 | 12 | 12 | 11
8298 | 346 | 12 | 12 | 18 | 1 | 0 | 0 | 1 | 0 | 0 | 0 | 1 | 0 | 0 | 0 | 0 | 0 | 0 | 0 | 12 | 12 | 12 | 11
8299 | 346 | 12 | 12 | 19 | 1 | 0 | 1 | 0 | 0 | 0 | 0 | 1 | 0 | 0 | 0 | 0 | 0 | 0 | 0 | 12 | 12 | 12 | 11
8300 | 346 | 12 | 12 | 20 | 1 | 0 | 1 | 0 | 0 | 0 | 0 | 1 | 0 | 0 | 0 | 0 | 0 | 0 | 0 | 12 | 12 | 12 | 11
8301 | 346 | 12 | 12 | 21 | 1 | 0 | 0 | 1 | 0 | 0 | 0 | 1 | 0 | 0 | 0 | 0 | 0 | 0 | 0 | 12 | 12 | 12 | 11
8302 | 346 | 12 | 12 | 22 | 1 | 0 | 0 | 1 | 0 | 0 | 0 | 1 | 0 | 0 | 0 | 0 | 0 | 0 | 0 | 12 | 12 | 12 | 11
8303 | 346 | 12 | 12 | 23 | 1 | 0 | 0 | 1 | 0 | 0 | 0 | 1 | 0 | 0 | 0 | 0 | 0 | 0 | 0 | 12 | 12 | 12 | 11
8304 | 346 | 12 | 12 | 24 | 1 | 0 | 0 | 1 | 0 | 0 | 0 | 1 | 0 | 0 | 0 | 0 | 0 | 0 | 0 | 12 | 12 | 12 | 11
8305 | 347 | 12 | 13 | 1 | 1 | 0 | 0 | 1 | 0 | 0 | 0 | 1 | 0 | 0 | 0 | 0 | 0 | 0 | 0 | 12 | 13 | 12 | 12
8306 | 347 | 12 | 13 | 2 | 1 | 0 | 0 | 1 | 0 | 0 | 0 | 1 | 0 | 0 | 0 | 0 | 0 | 0 | 0 | 12 | 13 | 12 | 12
8307 | 347 | 12 | 13 | 3 | 1 | 0 | 0 | 1 | 0 | 0 | 0 | 1 | 0 | 0 | 0 | 0 | 0 | 0 | 0 | 12 | 13 | 12 | 12
8308 | 347 | 12 | 13 | 4 | 1 | 0 | 0 | 1 | 0 | 0 | 0 | 1 | 0 | 0 | 0 | 0 | 0 | 0 | 0 | 12 | 13 | 12 | 12
8309 | 347 | 12 | 13 | 5 | 1 | 0 | 0 | 1 | 0 | 0 | 0 | 1 | 0 | 0 | 0 | 0 | 0 | 0 | 0 | 12 | 13 | 12 | 12
8310 | 347 | 12 | 13 | 6 | 1 | 0 | 0 | 1 | 0 | 0 | 0 | 1 | 0 | 0 | 0 | 0 | 0 | 0 | 0 | 12 | 13 | 12 | 12
8311 | 347 | 12 | 13 | 7 | 1 | 0 | 0 | 1 | 0 | 0 | 0 | 1 | 0 | 0 | 0 | 0 | 0 | 0 | 0 | 12 | 13 | 12 | 12
8312 | 347 | 12 | 13 | 8 | 1 | 0 | 0 | 1 | 0 | 0 | 0 | 1 | 0 | 0 | 0 | 0 | 0 | 0 | 0 | 12 | 13 | 12 | 12
8313 | 347 | 12 | 13 | 9 | 1 | 0 | 0 | 1 | 0 | 0 | 0 | 1 | 0 | 0 | 0 | 0 | 0 | 0 | 0 | 12 | 13 | 12 | 12
8314 | 347 | 12 | 13 | 10 | 1 | 0 | 0 | 1 | 0 | 0 | 0 | 1 | 0 | 0 | 0 | 0 | 0 | 0 | 0 | 12 | 13 | 12 | 12
8315 | 347 | 12 | 13 | 11 | 1 | 0 | 0 | 1 | 0 | 0 | 0 | 1 | 0 | 0 | 0 | 0 | 0 | 0 | 0 | 12 | 13 | 12 | 12
8316 | 347 | 12 | 13 | 12 | 1 | 0 | 0 | 1 | 0 | 0 | 0 | 1 | 0 | 0 | 0 | 0 | 0 | 0 | 0 | 12 | 13 | 12 | 12
8317 | 347 | 12 | 13 | 13 | 1 | 0 | 0 | 1 | 0 | 0 | 0 | 1 | 0 | 0 | 0 | 0 | 0 | 0 | 0 | 12 | 13 | 12 | 12
8318 | 347 | 12 | 13 | 14 | 1 | 0 | 0 | 1 | 0 | 0 | 0 | 1 | 0 | 0 | 0 | 0 | 0 | 0 | 0 | 12 | 13 | 12 | 12
8319 | 347 | 12 | 13 | 15 | 1 | 0 | 0 | 1 | 0 | 0 | 0 | 1 | 0 | 0 | 0 | 0 | 0 | 0 | 0 | 12 | 13 | 12 | 12
8320 | 347 | 12 | 13 | 16 | 1 | 0 | 0 | 1 | 0 | 0 | 0 | 1 | 0 | 0 | 0 | 0 | 0 | 0 | 0 | 12 | 13 | 12 | 12
8321 | 347 | 12 | 13 | 17 | 1 | 0 | 0 | 1 | 0 | 0 | 0 | 1 | 0 | 0 | 0 | 0 | 0 | 0 | 0 | 12 | 13 | 12 | 12
8322 | 347 | 12 | 13 | 18 | 1 | 0 | 0 | 1 | 0 | 0 | 0 | 1 | 0 | 0 | 0 | 0 | 0 | 0 | 0 | 12 | 13 | 12 | 12
8323 | 347 | 12 | 13 | 19 | 1 | 0 | 1 | 0 | 0 | 0 | 0 | 1 | 0 | 0 | 0 | 0 | 0 | 0 | 0 | 12 | 13 | 12 | 12
8324 | 347 | 12 | 13 | 20 | 1 | 0 | 1 | 0 | 0 | 0 | 0 | 1 | 0 | 0 | 0 | 0 | 0 | 0 | 0 | 12 | 13 | 12 | 12
8325 | 347 | 12 | 13 | 21 | 1 | 0 | 0 | 1 | 0 | 0 | 0 | 1 | 0 | 0 | 0 | 0 | 0 | 0 | 0 | 12 | 13 | 12 | 12
8326 | 347 | 12 | 13 | 22 | 1 | 0 | 0 | 1 | 0 | 0 | 0 | 1 | 0 | 0 | 0 | 0 | 0 | 0 | 0 | 12 | 13 | 12 | 12
8327 | 347 | 12 | 13 | 23 | 1 | 0 | 0 | 1 | 0 | 0 | 0 | 1 | 0 | 0 | 0 | 0 | 0 | 0 | 0 | 12 | 13 | 12 | 12
8328 | 347 | 12 | 13 | 24 | 1 | 0 | 0 | 1 | 0 | 0 | 0 | 1 | 0 | 0 | 0 | 0 | 0 | 0 | 0 | 12 | 13 | 12 | 12
8329 | 348 | 12 | 14 | 1 | 1 | 0 | 0 | 1 | 0 | 0 | 0 | 1 | 0 | 0 | 0 | 0 | 0 | 0 | 0 | 12 | 14 | 12 | 13
8330 | 348 | 12 | 14 | 2 | 1 | 0 | 0 | 1 | 0 | 0 | 0 | 1 | 0 | 0 | 0 | 0 | 0 | 0 | 0 | 12 | 14 | 12 | 13
8331 | 348 | 12 | 14 | 3 | 1 | 0 | 0 | 1 | 0 | 0 | 0 | 1 | 0 | 0 | 0 | 0 | 0 | 0 | 0 | 12 | 14 | 12 | 13
8332 | 348 | 12 | 14 | 4 | 1 | 0 | 0 | 1 | 0 | 0 | 0 | 1 | 0 | 0 | 0 | 0 | 0 | 0 | 0 | 12 | 14 | 12 | 13
8333 | 348 | 12 | 14 | 5 | 1 | 0 | 0 | 1 | 0 | 0 | 0 | 1 | 0 | 0 | 0 | 0 | 0 | 0 | 0 | 12 | 14 | 12 | 13
8334 | 348 | 12 | 14 | 6 | 1 | 0 | 0 | 1 | 0 | 0 | 0 | 1 | 0 | 0 | 0 | 0 | 0 | 0 | 0 | 12 | 14 | 12 | 13
8335 | 348 | 12 | 14 | 7 | 1 | 0 | 0 | 1 | 0 | 0 | 0 | 1 | 0 | 0 | 0 | 0 | 0 | 0 | 0 | 12 | 14 | 12 | 13
8336 | 348 | 12 | 14 | 8 | 1 | 0 | 0 | 1 | 0 | 0 | 0 | 1 | 0 | 0 | 0 | 0 | 0 | 0 | 0 | 12 | 14 | 12 | 13
8337 | 348 | 12 | 14 | 9 | 1 | 0 | 0 | 1 | 0 | 0 | 0 | 1 | 0 | 0 | 0 | 0 | 0 | 0 | 0 | 12 | 14 | 12 | 13
8338 | 348 | 12 | 14 | 10 | 1 | 0 | 0 | 1 | 0 | 0 | 0 | 1 | 0 | 0 | 0 | 0 | 0 | 0 | 0 | 12 | 14 | 12 | 13
8339 | 348 | 12 | 14 | 11 | 1 | 0 | 0 | 1 | 0 | 0 | 0 | 1 | 0 | 0 | 0 | 0 | 0 | 0 | 0 | 12 | 14 | 12 | 13
8340 | 348 | 12 | 14 | 12 | 1 | 0 | 0 | 1 | 0 | 0 | 0 | 1 | 0 | 0 | 0 | 0 | 0 | 0 | 0 | 12 | 14 | 12 | 13
8341 | 348 | 12 | 14 | 13 | 1 | 0 | 0 | 1 | 0 | 0 | 0 | 1 | 0 | 0 | 0 | 0 | 0 | 0 | 0 | 12 | 14 | 12 | 13
8342 | 348 | 12 | 14 | 14 | 1 | 0 | 0 | 1 | 0 | 0 | 0 | 1 | 0 | 0 | 0 | 0 | 0 | 0 | 0 | 12 | 14 | 12 | 13
8343 | 348 | 12 | 14 | 15 | 1 | 0 | 0 | 1 | 0 | 0 | 0 | 1 | 0 | 0 | 0 | 0 | 0 | 0 | 0 | 12 | 14 | 12 | 13
8344 | 348 | 12 | 14 | 16 | 1 | 0 | 0 | 1 | 0 | 0 | 0 | 1 | 0 | 0 | 0 | 0 | 0 | 0 | 0 | 12 | 14 | 12 | 13
8345 | 348 | 12 | 14 | 17 | 1 | 0 | 0 | 1 | 0 | 0 | 0 | 1 | 0 | 0 | 0 | 0 | 0 | 0 | 0 | 12 | 14 | 12 | 13
8346 | 348 | 12 | 14 | 18 | 1 | 0 | 0 | 1 | 0 | 0 | 0 | 1 | 0 | 0 | 0 | 0 | 0 | 0 | 0 | 12 | 14 | 12 | 13
8347 | 348 | 12 | 14 | 19 | 1 | 0 | 1 | 0 | 0 | 0 | 0 | 1 | 0 | 0 | 0 | 0 | 0 | 0 | 0 | 12 | 14 | 12 | 13
8348 | 348 | 12 | 14 | 20 | 1 | 0 | 1 | 0 | 0 | 0 | 0 | 1 | 0 | 0 | 0 | 0 | 0 | 0 | 0 | 12 | 14 | 12 | 13
8349 | 348 | 12 | 14 | 21 | 1 | 0 | 0 | 1 | 0 | 0 | 0 | 1 | 0 | 0 | 0 | 0 | 0 | 0 | 0 | 12 | 14 | 12 | 13
8350 | 348 | 12 | 14 | 22 | 1 | 0 | 0 | 1 | 0 | 0 | 0 | 1 | 0 | 0 | 0 | 0 | 0 | 0 | 0 | 12 | 14 | 12 | 13
8351 | 348 | 12 | 14 | 23 | 1 | 0 | 0 | 1 | 0 | 0 | 0 | 1 | 0 | 0 | 0 | 0 | 0 | 0 | 0 | 12 | 14 | 12 | 13
8352 | 348 | 12 | 14 | 24 | 1 | 0 | 0 | 1 | 0 | 0 | 0 | 1 | 0 | 0 | 0 | 0 | 0 | 0 | 0 | 12 | 14 | 12 | 13
8353 | 349 | 12 | 15 | 1 | 1 | 0 | 0 | 1 | 0 | 0 | 0 | 1 | 0 | 0 | 0 | 0 | 0 | 0 | 0 | 12 | 15 | 12 | 14
8354 | 349 | 12 | 15 | 2 | 1 | 0 | 0 | 1 | 0 | 0 | 0 | 1 | 0 | 0 | 0 | 0 | 0 | 0 | 0 | 12 | 15 | 12 | 14
8355 | 349 | 12 | 15 | 3 | 1 | 0 | 0 | 1 | 0 | 0 | 0 | 1 | 0 | 0 | 0 | 0 | 0 | 0 | 0 | 12 | 15 | 12 | 14
8356 | 349 | 12 | 15 | 4 | 1 | 0 | 0 | 1 | 0 | 0 | 0 | 1 | 0 | 0 | 0 | 0 | 0 | 0 | 0 | 12 | 15 | 12 | 14
8357 | 349 | 12 | 15 | 5 | 1 | 0 | 0 | 1 | 0 | 0 | 0 | 1 | 0 | 0 | 0 | 0 | 0 | 0 | 0 | 12 | 15 | 12 | 14
8358 | 349 | 12 | 15 | 6 | 1 | 0 | 0 | 1 | 0 | 0 | 0 | 1 | 0 | 0 | 0 | 0 | 0 | 0 | 0 | 12 | 15 | 12 | 14
8359 | 349 | 12 | 15 | 7 | 1 | 0 | 0 | 1 | 0 | 0 | 0 | 1 | 0 | 0 | 0 | 0 | 0 | 0 | 0 | 12 | 15 | 12 | 14
8360 | 349 | 12 | 15 | 8 | 1 | 0 | 0 | 1 | 0 | 0 | 0 | 1 | 0 | 0 | 0 | 0 | 0 | 0 | 0 | 12 | 15 | 12 | 14
8361 | 349 | 12 | 15 | 9 | 1 | 0 | 0 | 1 | 0 | 0 | 0 | 1 | 0 | 0 | 0 | 0 | 0 | 0 | 0 | 12 | 15 | 12 | 14
8362 | 349 | 12 | 15 | 10 | 1 | 0 | 0 | 1 | 0 | 0 | 0 | 1 | 0 | 0 | 0 | 0 | 0 | 0 | 0 | 12 | 15 | 12 | 14
8363 | 349 | 12 | 15 | 11 | 1 | 0 | 0 | 1 | 0 | 0 | 0 | 1 | 0 | 0 | 0 | 0 | 0 | 0 | 0 | 12 | 15 | 12 | 14
8364 | 349 | 12 | 15 | 12 | 1 | 0 | 0 | 1 | 0 | 0 | 0 | 1 | 0 | 0 | 0 | 0 | 0 | 0 | 0 | 12 | 15 | 12 | 14
8365 | 349 | 12 | 15 | 13 | 1 | 0 | 0 | 1 | 0 | 0 | 0 | 1 | 0 | 0 | 0 | 0 | 0 | 0 | 0 | 12 | 15 | 12 | 14
8366 | 349 | 12 | 15 | 14 | 1 | 0 | 0 | 1 | 0 | 0 | 0 | 1 | 0 | 0 | 0 | 0 | 0 | 0 | 0 | 12 | 15 | 12 | 14
8367 | 349 | 12 | 15 | 15 | 1 | 0 | 0 | 1 | 0 | 0 | 0 | 1 | 0 | 0 | 0 | 0 | 0 | 0 | 0 | 12 | 15 | 12 | 14
8368 | 349 | 12 | 15 | 16 | 1 | 0 | 0 | 1 | 0 | 0 | 0 | 1 | 0 | 0 | 0 | 0 | 0 | 0 | 0 | 12 | 15 | 12 | 14
8369 | 349 | 12 | 15 | 17 | 1 | 0 | 0 | 1 | 0 | 0 | 0 | 1 | 0 | 0 | 0 | 0 | 0 | 0 | 0 | 12 | 15 | 12 | 14
8370 | 349 | 12 | 15 | 18 | 1 | 0 | 0 | 1 | 0 | 0 | 0 | 1 | 0 | 0 | 0 | 0 | 0 | 0 | 0 | 12 | 15 | 12 | 14
8371 | 349 | 12 | 15 | 19 | 1 | 0 | 1 | 0 | 0 | 0 | 0 | 1 | 0 | 0 | 0 | 0 | 0 | 0 | 0 | 12 | 15 | 12 | 14
8372 | 349 | 12 | 15 | 20 | 1 | 0 | 1 | 0 | 0 | 0 | 0 | 1 | 0 | 0 | 0 | 0 | 0 | 0 | 0 | 12 | 15 | 12 | 14
8373 | 349 | 12 | 15 | 21 | 1 | 0 | 0 | 1 | 0 | 0 | 0 | 1 | 0 | 0 | 0 | 0 | 0 | 0 | 0 | 12 | 15 | 12 | 14
8374 | 349 | 12 | 15 | 22 | 1 | 0 | 0 | 1 | 0 | 0 | 0 | 1 | 0 | 0 | 0 | 0 | 0 | 0 | 0 | 12 | 15 | 12 | 14
8375 | 349 | 12 | 15 | 23 | 1 | 0 | 0 | 1 | 0 | 0 | 0 | 1 | 0 | 0 | 0 | 0 | 0 | 0 | 0 | 12 | 15 | 12 | 14
8376 | 349 | 12 | 15 | 24 | 1 | 0 | 0 | 1 | 0 | 0 | 0 | 1 | 0 | 0 | 0 | 0 | 0 | 0 | 0 | 12 | 15 | 12 | 14
8377 | 350 | 12 | 16 | 1 | 0 | 0 | 0 | 1 | 0 | 0 | 0 | 1 | 0 | 0 | 0 | 0 | 0 | 0 | 0 | 12 | 16 | 12 | 15
8378 | 350 | 12 | 16 | 2 | 0 | 0 | 0 | 1 | 0 | 0 | 0 | 1 | 0 | 0 | 0 | 0 | 0 | 0 | 0 | 12 | 16 | 12 | 15
8379 | 350 | 12 | 16 | 3 | 0 | 0 | 0 | 1 | 0 | 0 | 0 | 1 | 0 | 0 | 0 | 0 | 0 | 0 | 0 | 12 | 16 | 12 | 15
8380 | 350 | 12 | 16 | 4 | 0 | 0 | 0 | 1 | 0 | 0 | 0 | 1 | 0 | 0 | 0 | 0 | 0 | 0 | 0 | 12 | 16 | 12 | 15
8381 | 350 | 12 | 16 | 5 | 0 | 0 | 0 | 1 | 0 | 0 | 0 | 1 | 0 | 0 | 0 | 0 | 0 | 0 | 0 | 12 | 16 | 12 | 15
8382 | 350 | 12 | 16 | 6 | 0 | 0 | 0 | 1 | 0 | 0 | 0 | 1 | 0 | 0 | 0 | 0 | 0 | 0 | 0 | 12 | 16 | 12 | 15
8383 | 350 | 12 | 16 | 7 | 0 | 0 | 0 | 1 | 0 | 0 | 0 | 1 | 0 | 0 | 0 | 0 | 0 | 0 | 0 | 12 | 16 | 12 | 15
8384 | 350 | 12 | 16 | 8 | 0 | 0 | 0 | 1 | 0 | 0 | 0 | 1 | 0 | 0 | 0 | 0 | 0 | 0 | 0 | 12 | 16 | 12 | 15
8385 | 350 | 12 | 16 | 9 | 0 | 0 | 0 | 1 | 0 | 0 | 0 | 1 | 0 | 0 | 0 | 0 | 0 | 0 | 0 | 12 | 16 | 12 | 15
8386 | 350 | 12 | 16 | 10 | 0 | 0 | 0 | 1 | 0 | 0 | 0 | 1 | 0 | 0 | 0 | 0 | 0 | 0 | 0 | 12 | 16 | 12 | 15
8387 | 350 | 12 | 16 | 11 | 0 | 0 | 0 | 1 | 0 | 0 | 0 | 1 | 0 | 0 | 0 | 0 | 0 | 0 | 0 | 12 | 16 | 12 | 15
8388 | 350 | 12 | 16 | 12 | 0 | 0 | 0 | 1 | 0 | 0 | 0 | 1 | 0 | 0 | 0 | 0 | 0 | 0 | 0 | 12 | 16 | 12 | 15
8389 | 350 | 12 | 16 | 13 | 0 | 0 | 0 | 1 | 0 | 0 | 0 | 1 | 0 | 0 | 0 | 0 | 0 | 0 | 0 | 12 | 16 | 12 | 15
8390 | 350 | 12 | 16 | 14 | 0 | 0 | 0 | 1 | 0 | 0 | 0 | 1 | 0 | 0 | 0 | 0 | 0 | 0 | 0 | 12 | 16 | 12 | 15
8391 | 350 | 12 | 16 | 15 | 0 | 0 | 0 | 1 | 0 | 0 | 0 | 1 | 0 | 0 | 0 | 0 | 0 | 0 | 0 | 12 | 16 | 12 | 15
8392 | 350 | 12 | 16 | 16 | 0 | 0 | 0 | 1 | 0 | 0 | 0 | 1 | 0 | 0 | 0 | 0 | 0 | 0 | 0 | 12 | 16 | 12 | 15
8393 | 350 | 12 | 16 | 17 | 0 | 0 | 0 | 1 | 0 | 0 | 0 | 1 | 0 | 0 | 0 | 0 | 0 | 0 | 0 | 12 | 16 | 12 | 15
8394 | 350 | 12 | 16 | 18 | 0 | 0 | 0 | 1 | 0 | 0 | 0 | 1 | 0 | 0 | 0 | 0 | 0 | 0 | 0 | 12 | 16 | 12 | 15
8395 | 350 | 12 | 16 | 19 | 0 | 0 | 0 | 1 | 0 | 0 | 0 | 1 | 0 | 0 | 0 | 0 | 0 | 0 | 0 | 12 | 16 | 12 | 15
8396 | 350 | 12 | 16 | 20 | 0 | 0 | 0 | 1 | 0 | 0 | 0 | 1 | 0 | 0 | 0 | 0 | 0 | 0 | 0 | 12 | 16 | 12 | 15
8397 | 350 | 12 | 16 | 21 | 0 | 0 | 0 | 1 | 0 | 0 | 0 | 1 | 0 | 0 | 0 | 0 | 0 | 0 | 0 | 12 | 16 | 12 | 15
8398 | 350 | 12 | 16 | 22 | 0 | 0 | 0 | 1 | 0 | 0 | 0 | 1 | 0 | 0 | 0 | 0 | 0 | 0 | 0 | 12 | 16 | 12 | 15
8399 | 350 | 12 | 16 | 23 | 0 | 0 | 0 | 1 | 0 | 0 | 0 | 1 | 0 | 0 | 0 | 0 | 0 | 0 | 0 | 12 | 16 | 12 | 15
8400 | 350 | 12 | 16 | 24 | 0 | 0 | 0 | 1 | 0 | 0 | 0 | 1 | 0 | 0 | 0 | 0 | 0 | 0 | 0 | 12 | 16 | 12 | 15
8401 | 351 | 12 | 17 | 1 | 0 | 0 | 0 | 1 | 0 | 0 | 0 | 1 | 0 | 0 | 0 | 0 | 0 | 0 | 0 | 12 | 17 | 12 | 16
8402 | 351 | 12 | 17 | 2 | 0 | 0 | 0 | 1 | 0 | 0 | 0 | 1 | 0 | 0 | 0 | 0 | 0 | 0 | 0 | 12 | 17 | 12 | 16
8403 | 351 | 12 | 17 | 3 | 0 | 0 | 0 | 1 | 0 | 0 | 0 | 1 | 0 | 0 | 0 | 0 | 0 | 0 | 0 | 12 | 17 | 12 | 16
8404 | 351 | 12 | 17 | 4 | 0 | 0 | 0 | 1 | 0 | 0 | 0 | 1 | 0 | 0 | 0 | 0 | 0 | 0 | 0 | 12 | 17 | 12 | 16
8405 | 351 | 12 | 17 | 5 | 0 | 0 | 0 | 1 | 0 | 0 | 0 | 1 | 0 | 0 | 0 | 0 | 0 | 0 | 0 | 12 | 17 | 12 | 16
8406 | 351 | 12 | 17 | 6 | 0 | 0 | 0 | 1 | 0 | 0 | 0 | 1 | 0 | 0 | 0 | 0 | 0 | 0 | 0 | 12 | 17 | 12 | 16
8407 | 351 | 12 | 17 | 7 | 0 | 0 | 0 | 1 | 0 | 0 | 0 | 1 | 0 | 0 | 0 | 0 | 0 | 0 | 0 | 12 | 17 | 12 | 16
8408 | 351 | 12 | 17 | 8 | 0 | 0 | 0 | 1 | 0 | 0 | 0 | 1 | 0 | 0 | 0 | 0 | 0 | 0 | 0 | 12 | 17 | 12 | 16
8409 | 351 | 12 | 17 | 9 | 0 | 0 | 0 | 1 | 0 | 0 | 0 | 1 | 0 | 0 | 0 | 0 | 0 | 0 | 0 | 12 | 17 | 12 | 16
8410 | 351 | 12 | 17 | 10 | 0 | 0 | 0 | 1 | 0 | 0 | 0 | 1 | 0 | 0 | 0 | 0 | 0 | 0 | 0 | 12 | 17 | 12 | 16
8411 | 351 | 12 | 17 | 11 | 0 | 0 | 0 | 1 | 0 | 0 | 0 | 1 | 0 | 0 | 0 | 0 | 0 | 0 | 0 | 12 | 17 | 12 | 16
8412 | 351 | 12 | 17 | 12 | 0 | 0 | 0 | 1 | 0 | 0 | 0 | 1 | 0 | 0 | 0 | 0 | 0 | 0 | 0 | 12 | 17 | 12 | 16
8413 | 351 | 12 | 17 | 13 | 0 | 0 | 0 | 1 | 0 | 0 | 0 | 1 | 0 | 0 | 0 | 0 | 0 | 0 | 0 | 12 | 17 | 12 | 16
8414 | 351 | 12 | 17 | 14 | 0 | 0 | 0 | 1 | 0 | 0 | 0 | 1 | 0 | 0 | 0 | 0 | 0 | 0 | 0 | 12 | 17 | 12 | 16
8415 | 351 | 12 | 17 | 15 | 0 | 0 | 0 | 1 | 0 | 0 | 0 | 1 | 0 | 0 | 0 | 0 | 0 | 0 | 0 | 12 | 17 | 12 | 16
8416 | 351 | 12 | 17 | 16 | 0 | 0 | 0 | 1 | 0 | 0 | 0 | 1 | 0 | 0 | 0 | 0 | 0 | 0 | 0 | 12 | 17 | 12 | 16
8417 | 351 | 12 | 17 | 17 | 0 | 0 | 0 | 1 | 0 | 0 | 0 | 1 | 0 | 0 | 0 | 0 | 0 | 0 | 0 | 12 | 17 | 12 | 16
8418 | 351 | 12 | 17 | 18 | 0 | 0 | 0 | 1 | 0 | 0 | 0 | 1 | 0 | 0 | 0 | 0 | 0 | 0 | 0 | 12 | 17 | 12 | 16
8419 | 351 | 12 | 17 | 19 | 0 | 0 | 0 | 1 | 0 | 0 | 0 | 1 | 0 | 0 | 0 | 0 | 0 | 0 | 0 | 12 | 17 | 12 | 16
8420 | 351 | 12 | 17 | 20 | 0 | 0 | 0 | 1 | 0 | 0 | 0 | 1 | 0 | 0 | 0 | 0 | 0 | 0 | 0 | 12 | 17 | 12 | 16
8421 | 351 | 12 | 17 | 21 | 0 | 0 | 0 | 1 | 0 | 0 | 0 | 1 | 0 | 0 | 0 | 0 | 0 | 0 | 0 | 12 | 17 | 12 | 16
8422 | 351 | 12 | 17 | 22 | 0 | 0 | 0 | 1 | 0 | 0 | 0 | 1 | 0 | 0 | 0 | 0 | 0 | 0 | 0 | 12 | 17 | 12 | 16
8423 | 351 | 12 | 17 | 23 | 0 | 0 | 0 | 1 | 0 | 0 | 0 | 1 | 0 | 0 | 0 | 0 | 0 | 0 | 0 | 12 | 17 | 12 | 16
8424 | 351 | 12 | 17 | 24 | 0 | 0 | 0 | 1 | 0 | 0 | 0 | 1 | 0 | 0 | 0 | 0 | 0 | 0 | 0 | 12 | 17 | 12 | 16
8425 | 352 | 12 | 18 | 1 | 1 | 0 | 0 | 1 | 0 | 0 | 0 | 1 | 0 | 0 | 0 | 0 | 0 | 0 | 0 | 12 | 18 | 12 | 17
8426 | 352 | 12 | 18 | 2 | 1 | 0 | 0 | 1 | 0 | 0 | 0 | 1 | 0 | 0 | 0 | 0 | 0 | 0 | 0 | 12 | 18 | 12 | 17
8427 | 352 | 12 | 18 | 3 | 1 | 0 | 0 | 1 | 0 | 0 | 0 | 1 | 0 | 0 | 0 | 0 | 0 | 0 | 0 | 12 | 18 | 12 | 17
8428 | 352 | 12 | 18 | 4 | 1 | 0 | 0 | 1 | 0 | 0 | 0 | 1 | 0 | 0 | 0 | 0 | 0 | 0 | 0 | 12 | 18 | 12 | 17
8429 | 352 | 12 | 18 | 5 | 1 | 0 | 0 | 1 | 0 | 0 | 0 | 1 | 0 | 0 | 0 | 0 | 0 | 0 | 0 | 12 | 18 | 12 | 17
8430 | 352 | 12 | 18 | 6 | 1 | 0 | 0 | 1 | 0 | 0 | 0 | 1 | 0 | 0 | 0 | 0 | 0 | 0 | 0 | 12 | 18 | 12 | 17
8431 | 352 | 12 | 18 | 7 | 1 | 0 | 0 | 1 | 0 | 0 | 0 | 1 | 0 | 0 | 0 | 0 | 0 | 0 | 0 | 12 | 18 | 12 | 17
8432 | 352 | 12 | 18 | 8 | 1 | 0 | 0 | 1 | 0 | 0 | 0 | 1 | 0 | 0 | 0 | 0 | 0 | 0 | 0 | 12 | 18 | 12 | 17
8433 | 352 | 12 | 18 | 9 | 1 | 0 | 0 | 1 | 0 | 0 | 0 | 1 | 0 | 0 | 0 | 0 | 0 | 0 | 0 | 12 | 18 | 12 | 17
8434 | 352 | 12 | 18 | 10 | 1 | 0 | 0 | 1 | 0 | 0 | 0 | 1 | 0 | 0 | 0 | 0 | 0 | 0 | 0 | 12 | 18 | 12 | 17
8435 | 352 | 12 | 18 | 11 | 1 | 0 | 0 | 1 | 0 | 0 | 0 | 1 | 0 | 0 | 0 | 0 | 0 | 0 | 0 | 12 | 18 | 12 | 17
8436 | 352 | 12 | 18 | 12 | 1 | 0 | 0 | 1 | 0 | 0 | 0 | 1 | 0 | 0 | 0 | 0 | 0 | 0 | 0 | 12 | 18 | 12 | 17
8437 | 352 | 12 | 18 | 13 | 1 | 0 | 0 | 1 | 0 | 0 | 0 | 1 | 0 | 0 | 0 | 0 | 0 | 0 | 0 | 12 | 18 | 12 | 17
8438 | 352 | 12 | 18 | 14 | 1 | 0 | 0 | 1 | 0 | 0 | 0 | 1 | 0 | 0 | 0 | 0 | 0 | 0 | 0 | 12 | 18 | 12 | 17
8439 | 352 | 12 | 18 | 15 | 1 | 0 | 0 | 1 | 0 | 0 | 0 | 1 | 0 | 0 | 0 | 0 | 0 | 0 | 0 | 12 | 18 | 12 | 17
8440 | 352 | 12 | 18 | 16 | 1 | 0 | 0 | 1 | 0 | 0 | 0 | 1 | 0 | 0 | 0 | 0 | 0 | 0 | 0 | 12 | 18 | 12 | 17
8441 | 352 | 12 | 18 | 17 | 1 | 0 | 0 | 1 | 0 | 0 | 0 | 1 | 0 | 0 | 0 | 0 | 0 | 0 | 0 | 12 | 18 | 12 | 17
8442 | 352 | 12 | 18 | 18 | 1 | 0 | 0 | 1 | 0 | 0 | 0 | 1 | 0 | 0 | 0 | 0 | 0 | 0 | 0 | 12 | 18 | 12 | 17
8443 | 352 | 12 | 18 | 19 | 1 | 0 | 1 | 0 | 0 | 0 | 0 | 1 | 0 | 0 | 0 | 0 | 0 | 0 | 0 | 12 | 18 | 12 | 17
8444 | 352 | 12 | 18 | 20 | 1 | 0 | 1 | 0 | 0 | 0 | 0 | 1 | 0 | 0 | 0 | 0 | 0 | 0 | 0 | 12 | 18 | 12 | 17
8445 | 352 | 12 | 18 | 21 | 1 | 0 | 0 | 1 | 0 | 0 | 0 | 1 | 0 | 0 | 0 | 0 | 0 | 0 | 0 | 12 | 18 | 12 | 17
8446 | 352 | 12 | 18 | 22 | 1 | 0 | 0 | 1 | 0 | 0 | 0 | 1 | 0 | 0 | 0 | 0 | 0 | 0 | 0 | 12 | 18 | 12 | 17
8447 | 352 | 12 | 18 | 23 | 1 | 0 | 0 | 1 | 0 | 0 | 0 | 1 | 0 | 0 | 0 | 0 | 0 | 0 | 0 | 12 | 18 | 12 | 17
8448 | 352 | 12 | 18 | 24 | 1 | 0 | 0 | 1 | 0 | 0 | 0 | 1 | 0 | 0 | 0 | 0 | 0 | 0 | 0 | 12 | 18 | 12 | 17
8449 | 353 | 12 | 19 | 1 | 1 | 0 | 0 | 1 | 0 | 0 | 0 | 1 | 0 | 0 | 0 | 0 | 0 | 0 | 0 | 12 | 19 | 12 | 18
8450 | 353 | 12 | 19 | 2 | 1 | 0 | 0 | 1 | 0 | 0 | 0 | 1 | 0 | 0 | 0 | 0 | 0 | 0 | 0 | 12 | 19 | 12 | 18
8451 | 353 | 12 | 19 | 3 | 1 | 0 | 0 | 1 | 0 | 0 | 0 | 1 | 0 | 0 | 0 | 0 | 0 | 0 | 0 | 12 | 19 | 12 | 18
8452 | 353 | 12 | 19 | 4 | 1 | 0 | 0 | 1 | 0 | 0 | 0 | 1 | 0 | 0 | 0 | 0 | 0 | 0 | 0 | 12 | 19 | 12 | 18
8453 | 353 | 12 | 19 | 5 | 1 | 0 | 0 | 1 | 0 | 0 | 0 | 1 | 0 | 0 | 0 | 0 | 0 | 0 | 0 | 12 | 19 | 12 | 18
8454 | 353 | 12 | 19 | 6 | 1 | 0 | 0 | 1 | 0 | 0 | 0 | 1 | 0 | 0 | 0 | 0 | 0 | 0 | 0 | 12 | 19 | 12 | 18
8455 | 353 | 12 | 19 | 7 | 1 | 0 | 0 | 1 | 0 | 0 | 0 | 1 | 0 | 0 | 0 | 0 | 0 | 0 | 0 | 12 | 19 | 12 | 18
8456 | 353 | 12 | 19 | 8 | 1 | 0 | 0 | 1 | 0 | 0 | 0 | 1 | 0 | 0 | 0 | 0 | 0 | 0 | 0 | 12 | 19 | 12 | 18
8457 | 353 | 12 | 19 | 9 | 1 | 0 | 0 | 1 | 0 | 0 | 0 | 1 | 0 | 0 | 0 | 0 | 0 | 0 | 0 | 12 | 19 | 12 | 18
8458 | 353 | 12 | 19 | 10 | 1 | 0 | 0 | 1 | 0 | 0 | 0 | 1 | 0 | 0 | 0 | 0 | 0 | 0 | 0 | 12 | 19 | 12 | 18
8459 | 353 | 12 | 19 | 11 | 1 | 0 | 0 | 1 | 0 | 0 | 0 | 1 | 0 | 0 | 0 | 0 | 0 | 0 | 0 | 12 | 19 | 12 | 18
8460 | 353 | 12 | 19 | 12 | 1 | 0 | 0 | 1 | 0 | 0 | 0 | 1 | 0 | 0 | 0 | 0 | 0 | 0 | 0 | 12 | 19 | 12 | 18
8461 | 353 | 12 | 19 | 13 | 1 | 0 | 0 | 1 | 0 | 0 | 0 | 1 | 0 | 0 | 0 | 0 | 0 | 0 | 0 | 12 | 19 | 12 | 18
8462 | 353 | 12 | 19 | 14 | 1 | 0 | 0 | 1 | 0 | 0 | 0 | 1 | 0 | 0 | 0 | 0 | 0 | 0 | 0 | 12 | 19 | 12 | 18
8463 | 353 | 12 | 19 | 15 | 1 | 0 | 0 | 1 | 0 | 0 | 0 | 1 | 0 | 0 | 0 | 0 | 0 | 0 | 0 | 12 | 19 | 12 | 18
8464 | 353 | 12 | 19 | 16 | 1 | 0 | 0 | 1 | 0 | 0 | 0 | 1 | 0 | 0 | 0 | 0 | 0 | 0 | 0 | 12 | 19 | 12 | 18
8465 | 353 | 12 | 19 | 17 | 1 | 0 | 0 | 1 | 0 | 0 | 0 | 1 | 0 | 0 | 0 | 0 | 0 | 0 | 0 | 12 | 19 | 12 | 18
8466 | 353 | 12 | 19 | 18 | 1 | 0 | 0 | 1 | 0 | 0 | 0 | 1 | 0 | 0 | 0 | 0 | 0 | 0 | 0 | 12 | 19 | 12 | 18
8467 | 353 | 12 | 19 | 19 | 1 | 0 | 1 | 0 | 0 | 0 | 0 | 1 | 0 | 0 | 0 | 0 | 0 | 0 | 0 | 12 | 19 | 12 | 18
8468 | 353 | 12 | 19 | 20 | 1 | 0 | 1 | 0 | 0 | 0 | 0 | 1 | 0 | 0 | 0 | 0 | 0 | 0 | 0 | 12 | 19 | 12 | 18
8469 | 353 | 12 | 19 | 21 | 1 | 0 | 0 | 1 | 0 | 0 | 0 | 1 | 0 | 0 | 0 | 0 | 0 | 0 | 0 | 12 | 19 | 12 | 18
8470 | 353 | 12 | 19 | 22 | 1 | 0 | 0 | 1 | 0 | 0 | 0 | 1 | 0 | 0 | 0 | 0 | 0 | 0 | 0 | 12 | 19 | 12 | 18
8471 | 353 | 12 | 19 | 23 | 1 | 0 | 0 | 1 | 0 | 0 | 0 | 1 | 0 | 0 | 0 | 0 | 0 | 0 | 0 | 12 | 19 | 12 | 18
8472 | 353 | 12 | 19 | 24 | 1 | 0 | 0 | 1 | 0 | 0 | 0 | 1 | 0 | 0 | 0 | 0 | 0 | 0 | 0 | 12 | 19 | 12 | 18
8473 | 354 | 12 | 20 | 1 | 1 | 0 | 0 | 1 | 0 | 0 | 0 | 1 | 0 | 0 | 0 | 0 | 0 | 0 | 0 | 12 | 20 | 12 | 19
8474 | 354 | 12 | 20 | 2 | 1 | 0 | 0 | 1 | 0 | 0 | 0 | 1 | 0 | 0 | 0 | 0 | 0 | 0 | 0 | 12 | 20 | 12 | 19
8475 | 354 | 12 | 20 | 3 | 1 | 0 | 0 | 1 | 0 | 0 | 0 | 1 | 0 | 0 | 0 | 0 | 0 | 0 | 0 | 12 | 20 | 12 | 19
8476 | 354 | 12 | 20 | 4 | 1 | 0 | 0 | 1 | 0 | 0 | 0 | 1 | 0 | 0 | 0 | 0 | 0 | 0 | 0 | 12 | 20 | 12 | 19
8477 | 354 | 12 | 20 | 5 | 1 | 0 | 0 | 1 | 0 | 0 | 0 | 1 | 0 | 0 | 0 | 0 | 0 | 0 | 0 | 12 | 20 | 12 | 19
8478 | 354 | 12 | 20 | 6 | 1 | 0 | 0 | 1 | 0 | 0 | 0 | 1 | 0 | 0 | 0 | 0 | 0 | 0 | 0 | 12 | 20 | 12 | 19
8479 | 354 | 12 | 20 | 7 | 1 | 0 | 0 | 1 | 0 | 0 | 0 | 1 | 0 | 0 | 0 | 0 | 0 | 0 | 0 | 12 | 20 | 12 | 19
8480 | 354 | 12 | 20 | 8 | 1 | 0 | 0 | 1 | 0 | 0 | 0 | 1 | 0 | 0 | 0 | 0 | 0 | 0 | 0 | 12 | 20 | 12 | 19
8481 | 354 | 12 | 20 | 9 | 1 | 0 | 0 | 1 | 0 | 0 | 0 | 1 | 0 | 0 | 0 | 0 | 0 | 0 | 0 | 12 | 20 | 12 | 19
8482 | 354 | 12 | 20 | 10 | 1 | 0 | 0 | 1 | 0 | 0 | 0 | 1 | 0 | 0 | 0 | 0 | 0 | 0 | 0 | 12 | 20 | 12 | 19
8483 | 354 | 12 | 20 | 11 | 1 | 0 | 0 | 1 | 0 | 0 | 0 | 1 | 0 | 0 | 0 | 0 | 0 | 0 | 0 | 12 | 20 | 12 | 19
8484 | 354 | 12 | 20 | 12 | 1 | 0 | 0 | 1 | 0 | 0 | 0 | 1 | 0 | 0 | 0 | 0 | 0 | 0 | 0 | 12 | 20 | 12 | 19
8485 | 354 | 12 | 20 | 13 | 1 | 0 | 0 | 1 | 0 | 0 | 0 | 1 | 0 | 0 | 0 | 0 | 0 | 0 | 0 | 12 | 20 | 12 | 19
8486 | 354 | 12 | 20 | 14 | 1 | 0 | 0 | 1 | 0 | 0 | 0 | 1 | 0 | 0 | 0 | 0 | 0 | 0 | 0 | 12 | 20 | 12 | 19
8487 | 354 | 12 | 20 | 15 | 1 | 0 | 0 | 1 | 0 | 0 | 0 | 1 | 0 | 0 | 0 | 0 | 0 | 0 | 0 | 12 | 20 | 12 | 19
8488 | 354 | 12 | 20 | 16 | 1 | 0 | 0 | 1 | 0 | 0 | 0 | 1 | 0 | 0 | 0 | 0 | 0 | 0 | 0 | 12 | 20 | 12 | 19
8489 | 354 | 12 | 20 | 17 | 1 | 0 | 0 | 1 | 0 | 0 | 0 | 1 | 0 | 0 | 0 | 0 | 0 | 0 | 0 | 12 | 20 | 12 | 19
8490 | 354 | 12 | 20 | 18 | 1 | 0 | 0 | 1 | 0 | 0 | 0 | 1 | 0 | 0 | 0 | 0 | 0 | 0 | 0 | 12 | 20 | 12 | 19
8491 | 354 | 12 | 20 | 19 | 1 | 0 | 1 | 0 | 0 | 0 | 0 | 1 | 0 | 0 | 0 | 0 | 0 | 0 | 0 | 12 | 20 | 12 | 19
8492 | 354 | 12 | 20 | 20 | 1 | 0 | 1 | 0 | 0 | 0 | 0 | 1 | 0 | 0 | 0 | 0 | 0 | 0 | 0 | 12 | 20 | 12 | 19
8493 | 354 | 12 | 20 | 21 | 1 | 0 | 0 | 1 | 0 | 0 | 0 | 1 | 0 | 0 | 0 | 0 | 0 | 0 | 0 | 12 | 20 | 12 | 19
8494 | 354 | 12 | 20 | 22 | 1 | 0 | 0 | 1 | 0 | 0 | 0 | 1 | 0 | 0 | 0 | 0 | 0 | 0 | 0 | 12 | 20 | 12 | 19
8495 | 354 | 12 | 20 | 23 | 1 | 0 | 0 | 1 | 0 | 0 | 0 | 1 | 0 | 0 | 0 | 0 | 0 | 0 | 0 | 12 | 20 | 12 | 19
8496 | 354 | 12 | 20 | 24 | 1 | 0 | 0 | 1 | 0 | 0 | 0 | 1 | 0 | 0 | 0 | 0 | 0 | 0 | 0 | 12 | 20 | 12 | 19
8497 | 355 | 12 | 21 | 1 | 1 | 0 | 0 | 1 | 0 | 0 | 0 | 1 | 0 | 0 | 0 | 0 | 0 | 0 | 0 | 12 | 21 | 12 | 20
8498 | 355 | 12 | 21 | 2 | 1 | 0 | 0 | 1 | 0 | 0 | 0 | 1 | 0 | 0 | 0 | 0 | 0 | 0 | 0 | 12 | 21 | 12 | 20
8499 | 355 | 12 | 21 | 3 | 1 | 0 | 0 | 1 | 0 | 0 | 0 | 1 | 0 | 0 | 0 | 0 | 0 | 0 | 0 | 12 | 21 | 12 | 20
8500 | 355 | 12 | 21 | 4 | 1 | 0 | 0 | 1 | 0 | 0 | 0 | 1 | 0 | 0 | 0 | 0 | 0 | 0 | 0 | 12 | 21 | 12 | 20
8501 | 355 | 12 | 21 | 5 | 1 | 0 | 0 | 1 | 0 | 0 | 0 | 1 | 0 | 0 | 0 | 0 | 0 | 0 | 0 | 12 | 21 | 12 | 20
8502 | 355 | 12 | 21 | 6 | 1 | 0 | 0 | 1 | 0 | 0 | 0 | 1 | 0 | 0 | 0 | 0 | 0 | 0 | 0 | 12 | 21 | 12 | 20
8503 | 355 | 12 | 21 | 7 | 1 | 0 | 0 | 1 | 0 | 0 | 0 | 1 | 0 | 0 | 0 | 0 | 0 | 0 | 0 | 12 | 21 | 12 | 20
8504 | 355 | 12 | 21 | 8 | 1 | 0 | 0 | 1 | 0 | 0 | 0 | 1 | 0 | 0 | 0 | 0 | 0 | 0 | 0 | 12 | 21 | 12 | 20
8505 | 355 | 12 | 21 | 9 | 1 | 0 | 0 | 1 | 0 | 0 | 0 | 1 | 0 | 0 | 0 | 0 | 0 | 0 | 0 | 12 | 21 | 12 | 20
8506 | 355 | 12 | 21 | 10 | 1 | 0 | 0 | 1 | 0 | 0 | 0 | 1 | 0 | 0 | 0 | 0 | 0 | 0 | 0 | 12 | 21 | 12 | 20
8507 | 355 | 12 | 21 | 11 | 1 | 0 | 0 | 1 | 0 | 0 | 0 | 1 | 0 | 0 | 0 | 0 | 0 | 0 | 0 | 12 | 21 | 12 | 20
8508 | 355 | 12 | 21 | 12 | 1 | 0 | 0 | 1 | 0 | 0 | 0 | 1 | 0 | 0 | 0 | 0 | 0 | 0 | 0 | 12 | 21 | 12 | 20
8509 | 355 | 12 | 21 | 13 | 1 | 0 | 0 | 1 | 0 | 0 | 0 | 1 | 0 | 0 | 0 | 0 | 0 | 0 | 0 | 12 | 21 | 12 | 20
8510 | 355 | 12 | 21 | 14 | 1 | 0 | 0 | 1 | 0 | 0 | 0 | 1 | 0 | 0 | 0 | 0 | 0 | 0 | 0 | 12 | 21 | 12 | 20
8511 | 355 | 12 | 21 | 15 | 1 | 0 | 0 | 1 | 0 | 0 | 0 | 1 | 0 | 0 | 0 | 0 | 0 | 0 | 0 | 12 | 21 | 12 | 20
8512 | 355 | 12 | 21 | 16 | 1 | 0 | 0 | 1 | 0 | 0 | 0 | 1 | 0 | 0 | 0 | 0 | 0 | 0 | 0 | 12 | 21 | 12 | 20
8513 | 355 | 12 | 21 | 17 | 1 | 0 | 0 | 1 | 0 | 0 | 0 | 1 | 0 | 0 | 0 | 0 | 0 | 0 | 0 | 12 | 21 | 12 | 20
8514 | 355 | 12 | 21 | 18 | 1 | 0 | 0 | 1 | 0 | 0 | 0 | 1 | 0 | 0 | 0 | 0 | 0 | 0 | 0 | 12 | 21 | 12 | 20
8515 | 355 | 12 | 21 | 19 | 1 | 0 | 1 | 0 | 0 | 0 | 0 | 1 | 0 | 0 | 0 | 0 | 0 | 0 | 0 | 12 | 21 | 12 | 20
8516 | 355 | 12 | 21 | 20 | 1 | 0 | 1 | 0 | 0 | 0 | 0 | 1 | 0 | 0 | 0 | 0 | 0 | 0 | 0 | 12 | 21 | 12 | 20
8517 | 355 | 12 | 21 | 21 | 1 | 0 | 0 | 1 | 0 | 0 | 0 | 1 | 0 | 0 | 0 | 0 | 0 | 0 | 0 | 12 | 21 | 12 | 20
8518 | 355 | 12 | 21 | 22 | 1 | 0 | 0 | 1 | 0 | 0 | 0 | 1 | 0 | 0 | 0 | 0 | 0 | 0 | 0 | 12 | 21 | 12 | 20
8519 | 355 | 12 | 21 | 23 | 1 | 0 | 0 | 1 | 0 | 0 | 0 | 1 | 0 | 0 | 0 | 0 | 0 | 0 | 0 | 12 | 21 | 12 | 20
8520 | 355 | 12 | 21 | 24 | 1 | 0 | 0 | 1 | 0 | 0 | 0 | 1 | 0 | 0 | 0 | 0 | 0 | 0 | 0 | 12 | 21 | 12 | 20
8521 | 356 | 12 | 22 | 1 | 1 | 0 | 0 | 1 | 0 | 0 | 0 | 1 | 0 | 0 | 0 | 0 | 0 | 0 | 0 | 12 | 22 | 12 | 21
8522 | 356 | 12 | 22 | 2 | 1 | 0 | 0 | 1 | 0 | 0 | 0 | 1 | 0 | 0 | 0 | 0 | 0 | 0 | 0 | 12 | 22 | 12 | 21
8523 | 356 | 12 | 22 | 3 | 1 | 0 | 0 | 1 | 0 | 0 | 0 | 1 | 0 | 0 | 0 | 0 | 0 | 0 | 0 | 12 | 22 | 12 | 21
8524 | 356 | 12 | 22 | 4 | 1 | 0 | 0 | 1 | 0 | 0 | 0 | 1 | 0 | 0 | 0 | 0 | 0 | 0 | 0 | 12 | 22 | 12 | 21
8525 | 356 | 12 | 22 | 5 | 1 | 0 | 0 | 1 | 0 | 0 | 0 | 1 | 0 | 0 | 0 | 0 | 0 | 0 | 0 | 12 | 22 | 12 | 21
8526 | 356 | 12 | 22 | 6 | 1 | 0 | 0 | 1 | 0 | 0 | 0 | 1 | 0 | 0 | 0 | 0 | 0 | 0 | 0 | 12 | 22 | 12 | 21
8527 | 356 | 12 | 22 | 7 | 1 | 0 | 0 | 1 | 0 | 0 | 0 | 1 | 0 | 0 | 0 | 0 | 0 | 0 | 0 | 12 | 22 | 12 | 21
8528 | 356 | 12 | 22 | 8 | 1 | 0 | 0 | 1 | 0 | 0 | 0 | 1 | 0 | 0 | 0 | 0 | 0 | 0 | 0 | 12 | 22 | 12 | 21
8529 | 356 | 12 | 22 | 9 | 1 | 0 | 0 | 1 | 0 | 0 | 0 | 1 | 0 | 0 | 0 | 0 | 0 | 0 | 0 | 12 | 22 | 12 | 21
8530 | 356 | 12 | 22 | 10 | 1 | 0 | 0 | 1 | 0 | 0 | 0 | 1 | 0 | 0 | 0 | 0 | 0 | 0 | 0 | 12 | 22 | 12 | 21
8531 | 356 | 12 | 22 | 11 | 1 | 0 | 0 | 1 | 0 | 0 | 0 | 1 | 0 | 0 | 0 | 0 | 0 | 0 | 0 | 12 | 22 | 12 | 21
8532 | 356 | 12 | 22 | 12 | 1 | 0 | 0 | 1 | 0 | 0 | 0 | 1 | 0 | 0 | 0 | 0 | 0 | 0 | 0 | 12 | 22 | 12 | 21
8533 | 356 | 12 | 22 | 13 | 1 | 0 | 0 | 1 | 0 | 0 | 0 | 1 | 0 | 0 | 0 | 0 | 0 | 0 | 0 | 12 | 22 | 12 | 21
8534 | 356 | 12 | 22 | 14 | 1 | 0 | 0 | 1 | 0 | 0 | 0 | 1 | 0 | 0 | 0 | 0 | 0 | 0 | 0 | 12 | 22 | 12 | 21
8535 | 356 | 12 | 22 | 15 | 1 | 0 | 0 | 1 | 0 | 0 | 0 | 1 | 0 | 0 | 0 | 0 | 0 | 0 | 0 | 12 | 22 | 12 | 21
8536 | 356 | 12 | 22 | 16 | 1 | 0 | 0 | 1 | 0 | 0 | 0 | 1 | 0 | 0 | 0 | 0 | 0 | 0 | 0 | 12 | 22 | 12 | 21
8537 | 356 | 12 | 22 | 17 | 1 | 0 | 0 | 1 | 0 | 0 | 0 | 1 | 0 | 0 | 0 | 0 | 0 | 0 | 0 | 12 | 22 | 12 | 21
8538 | 356 | 12 | 22 | 18 | 1 | 0 | 0 | 1 | 0 | 0 | 0 | 1 | 0 | 0 | 0 | 0 | 0 | 0 | 0 | 12 | 22 | 12 | 21
8539 | 356 | 12 | 22 | 19 | 1 | 0 | 1 | 0 | 0 | 0 | 0 | 1 | 0 | 0 | 0 | 0 | 0 | 0 | 0 | 12 | 22 | 12 | 21
8540 | 356 | 12 | 22 | 20 | 1 | 0 | 1 | 0 | 0 | 0 | 0 | 1 | 0 | 0 | 0 | 0 | 0 | 0 | 0 | 12 | 22 | 12 | 21
8541 | 356 | 12 | 22 | 21 | 1 | 0 | 0 | 1 | 0 | 0 | 0 | 1 | 0 | 0 | 0 | 0 | 0 | 0 | 0 | 12 | 22 | 12 | 21
8542 | 356 | 12 | 22 | 22 | 1 | 0 | 0 | 1 | 0 | 0 | 0 | 1 | 0 | 0 | 0 | 0 | 0 | 0 | 0 | 12 | 22 | 12 | 21
8543 | 356 | 12 | 22 | 23 | 1 | 0 | 0 | 1 | 0 | 0 | 0 | 1 | 0 | 0 | 0 | 0 | 0 | 0 | 0 | 12 | 22 | 12 | 21
8544 | 356 | 12 | 22 | 24 | 1 | 0 | 0 | 1 | 0 | 0 | 0 | 1 | 0 | 0 | 0 | 0 | 0 | 0 | 0 | 12 | 22 | 12 | 21
8545 | 357 | 12 | 23 | 1 | 0 | 0 | 0 | 1 | 0 | 0 | 0 | 1 | 0 | 0 | 0 | 0 | 0 | 0 | 0 | 12 | 23 | 12 | 22
8546 | 357 | 12 | 23 | 2 | 0 | 0 | 0 | 1 | 0 | 0 | 0 | 1 | 0 | 0 | 0 | 0 | 0 | 0 | 0 | 12 | 23 | 12 | 22
8547 | 357 | 12 | 23 | 3 | 0 | 0 | 0 | 1 | 0 | 0 | 0 | 1 | 0 | 0 | 0 | 0 | 0 | 0 | 0 | 12 | 23 | 12 | 22
8548 | 357 | 12 | 23 | 4 | 0 | 0 | 0 | 1 | 0 | 0 | 0 | 1 | 0 | 0 | 0 | 0 | 0 | 0 | 0 | 12 | 23 | 12 | 22
8549 | 357 | 12 | 23 | 5 | 0 | 0 | 0 | 1 | 0 | 0 | 0 | 1 | 0 | 0 | 0 | 0 | 0 | 0 | 0 | 12 | 23 | 12 | 22
8550 | 357 | 12 | 23 | 6 | 0 | 0 | 0 | 1 | 0 | 0 | 0 | 1 | 0 | 0 | 0 | 0 | 0 | 0 | 0 | 12 | 23 | 12 | 22
8551 | 357 | 12 | 23 | 7 | 0 | 0 | 0 | 1 | 0 | 0 | 0 | 1 | 0 | 0 | 0 | 0 | 0 | 0 | 0 | 12 | 23 | 12 | 22
8552 | 357 | 12 | 23 | 8 | 0 | 0 | 0 | 1 | 0 | 0 | 0 | 1 | 0 | 0 | 0 | 0 | 0 | 0 | 0 | 12 | 23 | 12 | 22
8553 | 357 | 12 | 23 | 9 | 0 | 0 | 0 | 1 | 0 | 0 | 0 | 1 | 0 | 0 | 0 | 0 | 0 | 0 | 0 | 12 | 23 | 12 | 22
8554 | 357 | 12 | 23 | 10 | 0 | 0 | 0 | 1 | 0 | 0 | 0 | 1 | 0 | 0 | 0 | 0 | 0 | 0 | 0 | 12 | 23 | 12 | 22
8555 | 357 | 12 | 23 | 11 | 0 | 0 | 0 | 1 | 0 | 0 | 0 | 1 | 0 | 0 | 0 | 0 | 0 | 0 | 0 | 12 | 23 | 12 | 22
8556 | 357 | 12 | 23 | 12 | 0 | 0 | 0 | 1 | 0 | 0 | 0 | 1 | 0 | 0 | 0 | 0 | 0 | 0 | 0 | 12 | 23 | 12 | 22
8557 | 357 | 12 | 23 | 13 | 0 | 0 | 0 | 1 | 0 | 0 | 0 | 1 | 0 | 0 | 0 | 0 | 0 | 0 | 0 | 12 | 23 | 12 | 22
8558 | 357 | 12 | 23 | 14 | 0 | 0 | 0 | 1 | 0 | 0 | 0 | 1 | 0 | 0 | 0 | 0 | 0 | 0 | 0 | 12 | 23 | 12 | 22
8559 | 357 | 12 | 23 | 15 | 0 | 0 | 0 | 1 | 0 | 0 | 0 | 1 | 0 | 0 | 0 | 0 | 0 | 0 | 0 | 12 | 23 | 12 | 22
8560 | 357 | 12 | 23 | 16 | 0 | 0 | 0 | 1 | 0 | 0 | 0 | 1 | 0 | 0 | 0 | 0 | 0 | 0 | 0 | 12 | 23 | 12 | 22
8561 | 357 | 12 | 23 | 17 | 0 | 0 | 0 | 1 | 0 | 0 | 0 | 1 | 0 | 0 | 0 | 0 | 0 | 0 | 0 | 12 | 23 | 12 | 22
8562 | 357 | 12 | 23 | 18 | 0 | 0 | 0 | 1 | 0 | 0 | 0 | 1 | 0 | 0 | 0 | 0 | 0 | 0 | 0 | 12 | 23 | 12 | 22
8563 | 357 | 12 | 23 | 19 | 0 | 0 | 0 | 1 | 0 | 0 | 0 | 1 | 0 | 0 | 0 | 0 | 0 | 0 | 0 | 12 | 23 | 12 | 22
8564 | 357 | 12 | 23 | 20 | 0 | 0 | 0 | 1 | 0 | 0 | 0 | 1 | 0 | 0 | 0 | 0 | 0 | 0 | 0 | 12 | 23 | 12 | 22
8565 | 357 | 12 | 23 | 21 | 0 | 0 | 0 | 1 | 0 | 0 | 0 | 1 | 0 | 0 | 0 | 0 | 0 | 0 | 0 | 12 | 23 | 12 | 22
8566 | 357 | 12 | 23 | 22 | 0 | 0 | 0 | 1 | 0 | 0 | 0 | 1 | 0 | 0 | 0 | 0 | 0 | 0 | 0 | 12 | 23 | 12 | 22
8567 | 357 | 12 | 23 | 23 | 0 | 0 | 0 | 1 | 0 | 0 | 0 | 1 | 0 | 0 | 0 | 0 | 0 | 0 | 0 | 12 | 23 | 12 | 22
8568 | 357 | 12 | 23 | 24 | 0 | 0 | 0 | 1 | 0 | 0 | 0 | 1 | 0 | 0 | 0 | 0 | 0 | 0 | 0 | 12 | 23 | 12 | 22
8569 | 358 | 12 | 24 | 1 | 0 | 0 | 0 | 1 | 0 | 0 | 0 | 1 | 0 | 0 | 0 | 0 | 0 | 0 | 0 | 12 | 24 | 12 | 23
8570 | 358 | 12 | 24 | 2 | 0 | 0 | 0 | 1 | 0 | 0 | 0 | 1 | 0 | 0 | 0 | 0 | 0 | 0 | 0 | 12 | 24 | 12 | 23
8571 | 358 | 12 | 24 | 3 | 0 | 0 | 0 | 1 | 0 | 0 | 0 | 1 | 0 | 0 | 0 | 0 | 0 | 0 | 0 | 12 | 24 | 12 | 23
8572 | 358 | 12 | 24 | 4 | 0 | 0 | 0 | 1 | 0 | 0 | 0 | 1 | 0 | 0 | 0 | 0 | 0 | 0 | 0 | 12 | 24 | 12 | 23
8573 | 358 | 12 | 24 | 5 | 0 | 0 | 0 | 1 | 0 | 0 | 0 | 1 | 0 | 0 | 0 | 0 | 0 | 0 | 0 | 12 | 24 | 12 | 23
8574 | 358 | 12 | 24 | 6 | 0 | 0 | 0 | 1 | 0 | 0 | 0 | 1 | 0 | 0 | 0 | 0 | 0 | 0 | 0 | 12 | 24 | 12 | 23
8575 | 358 | 12 | 24 | 7 | 0 | 0 | 0 | 1 | 0 | 0 | 0 | 1 | 0 | 0 | 0 | 0 | 0 | 0 | 0 | 12 | 24 | 12 | 23
8576 | 358 | 12 | 24 | 8 | 0 | 0 | 0 | 1 | 0 | 0 | 0 | 1 | 0 | 0 | 0 | 0 | 0 | 0 | 0 | 12 | 24 | 12 | 23
8577 | 358 | 12 | 24 | 9 | 0 | 0 | 0 | 1 | 0 | 0 | 0 | 1 | 0 | 0 | 0 | 0 | 0 | 0 | 0 | 12 | 24 | 12 | 23
8578 | 358 | 12 | 24 | 10 | 0 | 0 | 0 | 1 | 0 | 0 | 0 | 1 | 0 | 0 | 0 | 0 | 0 | 0 | 0 | 12 | 24 | 12 | 23
8579 | 358 | 12 | 24 | 11 | 0 | 0 | 0 | 1 | 0 | 0 | 0 | 1 | 0 | 0 | 0 | 0 | 0 | 0 | 0 | 12 | 24 | 12 | 23
8580 | 358 | 12 | 24 | 12 | 0 | 0 | 0 | 1 | 0 | 0 | 0 | 1 | 0 | 0 | 0 | 0 | 0 | 0 | 0 | 12 | 24 | 12 | 23
8581 | 358 | 12 | 24 | 13 | 0 | 0 | 0 | 1 | 0 | 0 | 0 | 1 | 0 | 0 | 0 | 0 | 0 | 0 | 0 | 12 | 24 | 12 | 23
8582 | 358 | 12 | 24 | 14 | 0 | 0 | 0 | 1 | 0 | 0 | 0 | 1 | 0 | 0 | 0 | 0 | 0 | 0 | 0 | 12 | 24 | 12 | 23
8583 | 358 | 12 | 24 | 15 | 0 | 0 | 0 | 1 | 0 | 0 | 0 | 1 | 0 | 0 | 0 | 0 | 0 | 0 | 0 | 12 | 24 | 12 | 23
8584 | 358 | 12 | 24 | 16 | 0 | 0 | 0 | 1 | 0 | 0 | 0 | 1 | 0 | 0 | 0 | 0 | 0 | 0 | 0 | 12 | 24 | 12 | 23
8585 | 358 | 12 | 24 | 17 | 0 | 0 | 0 | 1 | 0 | 0 | 0 | 1 | 0 | 0 | 0 | 0 | 0 | 0 | 0 | 12 | 24 | 12 | 23
8586 | 358 | 12 | 24 | 18 | 0 | 0 | 0 | 1 | 0 | 0 | 0 | 1 | 0 | 0 | 0 | 0 | 0 | 0 | 0 | 12 | 24 | 12 | 23
8587 | 358 | 12 | 24 | 19 | 0 | 0 | 0 | 1 | 0 | 0 | 0 | 1 | 0 | 0 | 0 | 0 | 0 | 0 | 0 | 12 | 24 | 12 | 23
8588 | 358 | 12 | 24 | 20 | 0 | 0 | 0 | 1 | 0 | 0 | 0 | 1 | 0 | 0 | 0 | 0 | 0 | 0 | 0 | 12 | 24 | 12 | 23
8589 | 358 | 12 | 24 | 21 | 0 | 0 | 0 | 1 | 0 | 0 | 0 | 1 | 0 | 0 | 0 | 0 | 0 | 0 | 0 | 12 | 24 | 12 | 23
8590 | 358 | 12 | 24 | 22 | 0 | 0 | 0 | 1 | 0 | 0 | 0 | 1 | 0 | 0 | 0 | 0 | 0 | 0 | 0 | 12 | 24 | 12 | 23
8591 | 358 | 12 | 24 | 23 | 0 | 0 | 0 | 1 | 0 | 0 | 0 | 1 | 0 | 0 | 0 | 0 | 0 | 0 | 0 | 12 | 24 | 12 | 23
8592 | 358 | 12 | 24 | 24 | 0 | 0 | 0 | 1 | 0 | 0 | 0 | 1 | 0 | 0 | 0 | 0 | 0 | 0 | 0 | 12 | 24 | 12 | 23
8593 | 359 | 12 | 25 | 1 | 1 | 0 | 0 | 1 | 0 | 0 | 0 | 1 | 0 | 0 | 0 | 0 | 0 | 0 | 0 | 12 | 25 | 12 | 24
8594 | 359 | 12 | 25 | 2 | 1 | 0 | 0 | 1 | 0 | 0 | 0 | 1 | 0 | 0 | 0 | 0 | 0 | 0 | 0 | 12 | 25 | 12 | 24
8595 | 359 | 12 | 25 | 3 | 1 | 0 | 0 | 1 | 0 | 0 | 0 | 1 | 0 | 0 | 0 | 0 | 0 | 0 | 0 | 12 | 25 | 12 | 24
8596 | 359 | 12 | 25 | 4 | 1 | 0 | 0 | 1 | 0 | 0 | 0 | 1 | 0 | 0 | 0 | 0 | 0 | 0 | 0 | 12 | 25 | 12 | 24
8597 | 359 | 12 | 25 | 5 | 1 | 0 | 0 | 1 | 0 | 0 | 0 | 1 | 0 | 0 | 0 | 0 | 0 | 0 | 0 | 12 | 25 | 12 | 24
8598 | 359 | 12 | 25 | 6 | 1 | 0 | 0 | 1 | 0 | 0 | 0 | 1 | 0 | 0 | 0 | 0 | 0 | 0 | 0 | 12 | 25 | 12 | 24
8599 | 359 | 12 | 25 | 7 | 1 | 0 | 0 | 1 | 0 | 0 | 0 | 1 | 0 | 0 | 0 | 0 | 0 | 0 | 0 | 12 | 25 | 12 | 24
8600 | 359 | 12 | 25 | 8 | 1 | 0 | 0 | 1 | 0 | 0 | 0 | 1 | 0 | 0 | 0 | 0 | 0 | 0 | 0 | 12 | 25 | 12 | 24
8601 | 359 | 12 | 25 | 9 | 1 | 0 | 0 | 1 | 0 | 0 | 0 | 1 | 0 | 0 | 0 | 0 | 0 | 0 | 0 | 12 | 25 | 12 | 24
8602 | 359 | 12 | 25 | 10 | 1 | 0 | 0 | 1 | 0 | 0 | 0 | 1 | 0 | 0 | 0 | 0 | 0 | 0 | 0 | 12 | 25 | 12 | 24
8603 | 359 | 12 | 25 | 11 | 1 | 0 | 0 | 1 | 0 | 0 | 0 | 1 | 0 | 0 | 0 | 0 | 0 | 0 | 0 | 12 | 25 | 12 | 24
8604 | 359 | 12 | 25 | 12 | 1 | 0 | 0 | 1 | 0 | 0 | 0 | 1 | 0 | 0 | 0 | 0 | 0 | 0 | 0 | 12 | 25 | 12 | 24
8605 | 359 | 12 | 25 | 13 | 1 | 0 | 0 | 1 | 0 | 0 | 0 | 1 | 0 | 0 | 0 | 0 | 0 | 0 | 0 | 12 | 25 | 12 | 24
8606 | 359 | 12 | 25 | 14 | 1 | 0 | 0 | 1 | 0 | 0 | 0 | 1 | 0 | 0 | 0 | 0 | 0 | 0 | 0 | 12 | 25 | 12 | 24
8607 | 359 | 12 | 25 | 15 | 1 | 0 | 0 | 1 | 0 | 0 | 0 | 1 | 0 | 0 | 0 | 0 | 0 | 0 | 0 | 12 | 25 | 12 | 24
8608 | 359 | 12 | 25 | 16 | 1 | 0 | 0 | 1 | 0 | 0 | 0 | 1 | 0 | 0 | 0 | 0 | 0 | 0 | 0 | 12 | 25 | 12 | 24
8609 | 359 | 12 | 25 | 17 | 1 | 0 | 0 | 1 | 0 | 0 | 0 | 1 | 0 | 0 | 0 | 0 | 0 | 0 | 0 | 12 | 25 | 12 | 24
8610 | 359 | 12 | 25 | 18 | 1 | 0 | 0 | 1 | 0 | 0 | 0 | 1 | 0 | 0 | 0 | 0 | 0 | 0 | 0 | 12 | 25 | 12 | 24
8611 | 359 | 12 | 25 | 19 | 1 | 0 | 1 | 0 | 0 | 0 | 0 | 1 | 0 | 0 | 0 | 0 | 0 | 0 | 0 | 12 | 25 | 12 | 24
8612 | 359 | 12 | 25 | 20 | 1 | 0 | 1 | 0 | 0 | 0 | 0 | 1 | 0 | 0 | 0 | 0 | 0 | 0 | 0 | 12 | 25 | 12 | 24
8613 | 359 | 12 | 25 | 21 | 1 | 0 | 0 | 1 | 0 | 0 | 0 | 1 | 0 | 0 | 0 | 0 | 0 | 0 | 0 | 12 | 25 | 12 | 24
8614 | 359 | 12 | 25 | 22 | 1 | 0 | 0 | 1 | 0 | 0 | 0 | 1 | 0 | 0 | 0 | 0 | 0 | 0 | 0 | 12 | 25 | 12 | 24
8615 | 359 | 12 | 25 | 23 | 1 | 0 | 0 | 1 | 0 | 0 | 0 | 1 | 0 | 0 | 0 | 0 | 0 | 0 | 0 | 12 | 25 | 12 | 24
8616 | 359 | 12 | 25 | 24 | 1 | 0 | 0 | 1 | 0 | 0 | 0 | 1 | 0 | 0 | 0 | 0 | 0 | 0 | 0 | 12 | 25 | 12 | 24
8617 | 360 | 12 | 26 | 1 | 1 | 0 | 0 | 1 | 0 | 0 | 0 | 1 | 0 | 0 | 0 | 0 | 0 | 0 | 0 | 12 | 26 | 12 | 25
8618 | 360 | 12 | 26 | 2 | 1 | 0 | 0 | 1 | 0 | 0 | 0 | 1 | 0 | 0 | 0 | 0 | 0 | 0 | 0 | 12 | 26 | 12 | 25
8619 | 360 | 12 | 26 | 3 | 1 | 0 | 0 | 1 | 0 | 0 | 0 | 1 | 0 | 0 | 0 | 0 | 0 | 0 | 0 | 12 | 26 | 12 | 25
8620 | 360 | 12 | 26 | 4 | 1 | 0 | 0 | 1 | 0 | 0 | 0 | 1 | 0 | 0 | 0 | 0 | 0 | 0 | 0 | 12 | 26 | 12 | 25
8621 | 360 | 12 | 26 | 5 | 1 | 0 | 0 | 1 | 0 | 0 | 0 | 1 | 0 | 0 | 0 | 0 | 0 | 0 | 0 | 12 | 26 | 12 | 25
8622 | 360 | 12 | 26 | 6 | 1 | 0 | 0 | 1 | 0 | 0 | 0 | 1 | 0 | 0 | 0 | 0 | 0 | 0 | 0 | 12 | 26 | 12 | 25
8623 | 360 | 12 | 26 | 7 | 1 | 0 | 0 | 1 | 0 | 0 | 0 | 1 | 0 | 0 | 0 | 0 | 0 | 0 | 0 | 12 | 26 | 12 | 25
8624 | 360 | 12 | 26 | 8 | 1 | 0 | 0 | 1 | 0 | 0 | 0 | 1 | 0 | 0 | 0 | 0 | 0 | 0 | 0 | 12 | 26 | 12 | 25
8625 | 360 | 12 | 26 | 9 | 1 | 0 | 0 | 1 | 0 | 0 | 0 | 1 | 0 | 0 | 0 | 0 | 0 | 0 | 0 | 12 | 26 | 12 | 25
8626 | 360 | 12 | 26 | 10 | 1 | 0 | 0 | 1 | 0 | 0 | 0 | 1 | 0 | 0 | 0 | 0 | 0 | 0 | 0 | 12 | 26 | 12 | 25
8627 | 360 | 12 | 26 | 11 | 1 | 0 | 0 | 1 | 0 | 0 | 0 | 1 | 0 | 0 | 0 | 0 | 0 | 0 | 0 | 12 | 26 | 12 | 25
8628 | 360 | 12 | 26 | 12 | 1 | 0 | 0 | 1 | 0 | 0 | 0 | 1 | 0 | 0 | 0 | 0 | 0 | 0 | 0 | 12 | 26 | 12 | 25
8629 | 360 | 12 | 26 | 13 | 1 | 0 | 0 | 1 | 0 | 0 | 0 | 1 | 0 | 0 | 0 | 0 | 0 | 0 | 0 | 12 | 26 | 12 | 25
8630 | 360 | 12 | 26 | 14 | 1 | 0 | 0 | 1 | 0 | 0 | 0 | 1 | 0 | 0 | 0 | 0 | 0 | 0 | 0 | 12 | 26 | 12 | 25
8631 | 360 | 12 | 26 | 15 | 1 | 0 | 0 | 1 | 0 | 0 | 0 | 1 | 0 | 0 | 0 | 0 | 0 | 0 | 0 | 12 | 26 | 12 | 25
8632 | 360 | 12 | 26 | 16 | 1 | 0 | 0 | 1 | 0 | 0 | 0 | 1 | 0 | 0 | 0 | 0 | 0 | 0 | 0 | 12 | 26 | 12 | 25
8633 | 360 | 12 | 26 | 17 | 1 | 0 | 0 | 1 | 0 | 0 | 0 | 1 | 0 | 0 | 0 | 0 | 0 | 0 | 0 | 12 | 26 | 12 | 25
8634 | 360 | 12 | 26 | 18 | 1 | 0 | 0 | 1 | 0 | 0 | 0 | 1 | 0 | 0 | 0 | 0 | 0 | 0 | 0 | 12 | 26 | 12 | 25
8635 | 360 | 12 | 26 | 19 | 1 | 0 | 1 | 0 | 0 | 0 | 0 | 1 | 0 | 0 | 0 | 0 | 0 | 0 | 0 | 12 | 26 | 12 | 25
8636 | 360 | 12 | 26 | 20 | 1 | 0 | 1 | 0 | 0 | 0 | 0 | 1 | 0 | 0 | 0 | 0 | 0 | 0 | 0 | 12 | 26 | 12 | 25
8637 | 360 | 12 | 26 | 21 | 1 | 0 | 0 | 1 | 0 | 0 | 0 | 1 | 0 | 0 | 0 | 0 | 0 | 0 | 0 | 12 | 26 | 12 | 25
8638 | 360 | 12 | 26 | 22 | 1 | 0 | 0 | 1 | 0 | 0 | 0 | 1 | 0 | 0 | 0 | 0 | 0 | 0 | 0 | 12 | 26 | 12 | 25
8639 | 360 | 12 | 26 | 23 | 1 | 0 | 0 | 1 | 0 | 0 | 0 | 1 | 0 | 0 | 0 | 0 | 0 | 0 | 0 | 12 | 26 | 12 | 25
8640 | 360 | 12 | 26 | 24 | 1 | 0 | 0 | 1 | 0 | 0 | 0 | 1 | 0 | 0 | 0 | 0 | 0 | 0 | 0 | 12 | 26 | 12 | 25
8641 | 361 | 12 | 27 | 1 | 1 | 0 | 0 | 1 | 0 | 0 | 0 | 1 | 0 | 0 | 0 | 0 | 0 | 0 | 0 | 12 | 27 | 12 | 26
8642 | 361 | 12 | 27 | 2 | 1 | 0 | 0 | 1 | 0 | 0 | 0 | 1 | 0 | 0 | 0 | 0 | 0 | 0 | 0 | 12 | 27 | 12 | 26
8643 | 361 | 12 | 27 | 3 | 1 | 0 | 0 | 1 | 0 | 0 | 0 | 1 | 0 | 0 | 0 | 0 | 0 | 0 | 0 | 12 | 27 | 12 | 26
8644 | 361 | 12 | 27 | 4 | 1 | 0 | 0 | 1 | 0 | 0 | 0 | 1 | 0 | 0 | 0 | 0 | 0 | 0 | 0 | 12 | 27 | 12 | 26
8645 | 361 | 12 | 27 | 5 | 1 | 0 | 0 | 1 | 0 | 0 | 0 | 1 | 0 | 0 | 0 | 0 | 0 | 0 | 0 | 12 | 27 | 12 | 26
8646 | 361 | 12 | 27 | 6 | 1 | 0 | 0 | 1 | 0 | 0 | 0 | 1 | 0 | 0 | 0 | 0 | 0 | 0 | 0 | 12 | 27 | 12 | 26
8647 | 361 | 12 | 27 | 7 | 1 | 0 | 0 | 1 | 0 | 0 | 0 | 1 | 0 | 0 | 0 | 0 | 0 | 0 | 0 | 12 | 27 | 12 | 26
8648 | 361 | 12 | 27 | 8 | 1 | 0 | 0 | 1 | 0 | 0 | 0 | 1 | 0 | 0 | 0 | 0 | 0 | 0 | 0 | 12 | 27 | 12 | 26
8649 | 361 | 12 | 27 | 9 | 1 | 0 | 0 | 1 | 0 | 0 | 0 | 1 | 0 | 0 | 0 | 0 | 0 | 0 | 0 | 12 | 27 | 12 | 26
8650 | 361 | 12 | 27 | 10 | 1 | 0 | 0 | 1 | 0 | 0 | 0 | 1 | 0 | 0 | 0 | 0 | 0 | 0 | 0 | 12 | 27 | 12 | 26
8651 | 361 | 12 | 27 | 11 | 1 | 0 | 0 | 1 | 0 | 0 | 0 | 1 | 0 | 0 | 0 | 0 | 0 | 0 | 0 | 12 | 27 | 12 | 26
8652 | 361 | 12 | 27 | 12 | 1 | 0 | 0 | 1 | 0 | 0 | 0 | 1 | 0 | 0 | 0 | 0 | 0 | 0 | 0 | 12 | 27 | 12 | 26
8653 | 361 | 12 | 27 | 13 | 1 | 0 | 0 | 1 | 0 | 0 | 0 | 1 | 0 | 0 | 0 | 0 | 0 | 0 | 0 | 12 | 27 | 12 | 26
8654 | 361 | 12 | 27 | 14 | 1 | 0 | 0 | 1 | 0 | 0 | 0 | 1 | 0 | 0 | 0 | 0 | 0 | 0 | 0 | 12 | 27 | 12 | 26
8655 | 361 | 12 | 27 | 15 | 1 | 0 | 0 | 1 | 0 | 0 | 0 | 1 | 0 | 0 | 0 | 0 | 0 | 0 | 0 | 12 | 27 | 12 | 26
8656 | 361 | 12 | 27 | 16 | 1 | 0 | 0 | 1 | 0 | 0 | 0 | 1 | 0 | 0 | 0 | 0 | 0 | 0 | 0 | 12 | 27 | 12 | 26
8657 | 361 | 12 | 27 | 17 | 1 | 0 | 0 | 1 | 0 | 0 | 0 | 1 | 0 | 0 | 0 | 0 | 0 | 0 | 0 | 12 | 27 | 12 | 26
8658 | 361 | 12 | 27 | 18 | 1 | 0 | 0 | 1 | 0 | 0 | 0 | 1 | 0 | 0 | 0 | 0 | 0 | 0 | 0 | 12 | 27 | 12 | 26
8659 | 361 | 12 | 27 | 19 | 1 | 0 | 1 | 0 | 0 | 0 | 0 | 1 | 0 | 0 | 0 | 0 | 0 | 0 | 0 | 12 | 27 | 12 | 26
8660 | 361 | 12 | 27 | 20 | 1 | 0 | 1 | 0 | 0 | 0 | 0 | 1 | 0 | 0 | 0 | 0 | 0 | 0 | 0 | 12 | 27 | 12 | 26
8661 | 361 | 12 | 27 | 21 | 1 | 0 | 0 | 1 | 0 | 0 | 0 | 1 | 0 | 0 | 0 | 0 | 0 | 0 | 0 | 12 | 27 | 12 | 26
8662 | 361 | 12 | 27 | 22 | 1 | 0 | 0 | 1 | 0 | 0 | 0 | 1 | 0 | 0 | 0 | 0 | 0 | 0 | 0 | 12 | 27 | 12 | 26
8663 | 361 | 12 | 27 | 23 | 1 | 0 | 0 | 1 | 0 | 0 | 0 | 1 | 0 | 0 | 0 | 0 | 0 | 0 | 0 | 12 | 27 | 12 | 26
8664 | 361 | 12 | 27 | 24 | 1 | 0 | 0 | 1 | 0 | 0 | 0 | 1 | 0 | 0 | 0 | 0 | 0 | 0 | 0 | 12 | 27 | 12 | 26
8665 | 362 | 12 | 28 | 1 | 1 | 0 | 0 | 1 | 0 | 0 | 0 | 1 | 0 | 0 | 0 | 0 | 0 | 0 | 0 | 12 | 28 | 12 | 27
8666 | 362 | 12 | 28 | 2 | 1 | 0 | 0 | 1 | 0 | 0 | 0 | 1 | 0 | 0 | 0 | 0 | 0 | 0 | 0 | 12 | 28 | 12 | 27
8667 | 362 | 12 | 28 | 3 | 1 | 0 | 0 | 1 | 0 | 0 | 0 | 1 | 0 | 0 | 0 | 0 | 0 | 0 | 0 | 12 | 28 | 12 | 27
8668 | 362 | 12 | 28 | 4 | 1 | 0 | 0 | 1 | 0 | 0 | 0 | 1 | 0 | 0 | 0 | 0 | 0 | 0 | 0 | 12 | 28 | 12 | 27
8669 | 362 | 12 | 28 | 5 | 1 | 0 | 0 | 1 | 0 | 0 | 0 | 1 | 0 | 0 | 0 | 0 | 0 | 0 | 0 | 12 | 28 | 12 | 27
8670 | 362 | 12 | 28 | 6 | 1 | 0 | 0 | 1 | 0 | 0 | 0 | 1 | 0 | 0 | 0 | 0 | 0 | 0 | 0 | 12 | 28 | 12 | 27
8671 | 362 | 12 | 28 | 7 | 1 | 0 | 0 | 1 | 0 | 0 | 0 | 1 | 0 | 0 | 0 | 0 | 0 | 0 | 0 | 12 | 28 | 12 | 27
8672 | 362 | 12 | 28 | 8 | 1 | 0 | 0 | 1 | 0 | 0 | 0 | 1 | 0 | 0 | 0 | 0 | 0 | 0 | 0 | 12 | 28 | 12 | 27
8673 | 362 | 12 | 28 | 9 | 1 | 0 | 0 | 1 | 0 | 0 | 0 | 1 | 0 | 0 | 0 | 0 | 0 | 0 | 0 | 12 | 28 | 12 | 27
8674 | 362 | 12 | 28 | 10 | 1 | 0 | 0 | 1 | 0 | 0 | 0 | 1 | 0 | 0 | 0 | 0 | 0 | 0 | 0 | 12 | 28 | 12 | 27
8675 | 362 | 12 | 28 | 11 | 1 | 0 | 0 | 1 | 0 | 0 | 0 | 1 | 0 | 0 | 0 | 0 | 0 | 0 | 0 | 12 | 28 | 12 | 27
8676 | 362 | 12 | 28 | 12 | 1 | 0 | 0 | 1 | 0 | 0 | 0 | 1 | 0 | 0 | 0 | 0 | 0 | 0 | 0 | 12 | 28 | 12 | 27
8677 | 362 | 12 | 28 | 13 | 1 | 0 | 0 | 1 | 0 | 0 | 0 | 1 | 0 | 0 | 0 | 0 | 0 | 0 | 0 | 12 | 28 | 12 | 27
8678 | 362 | 12 | 28 | 14 | 1 | 0 | 0 | 1 | 0 | 0 | 0 | 1 | 0 | 0 | 0 | 0 | 0 | 0 | 0 | 12 | 28 | 12 | 27
8679 | 362 | 12 | 28 | 15 | 1 | 0 | 0 | 1 | 0 | 0 | 0 | 1 | 0 | 0 | 0 | 0 | 0 | 0 | 0 | 12 | 28 | 12 | 27
8680 | 362 | 12 | 28 | 16 | 1 | 0 | 0 | 1 | 0 | 0 | 0 | 1 | 0 | 0 | 0 | 0 | 0 | 0 | 0 | 12 | 28 | 12 | 27
8681 | 362 | 12 | 28 | 17 | 1 | 0 | 0 | 1 | 0 | 0 | 0 | 1 | 0 | 0 | 0 | 0 | 0 | 0 | 0 | 12 | 28 | 12 | 27
8682 | 362 | 12 | 28 | 18 | 1 | 0 | 0 | 1 | 0 | 0 | 0 | 1 | 0 | 0 | 0 | 0 | 0 | 0 | 0 | 12 | 28 | 12 | 27
8683 | 362 | 12 | 28 | 19 | 1 | 0 | 1 | 0 | 0 | 0 | 0 | 1 | 0 | 0 | 0 | 0 | 0 | 0 | 0 | 12 | 28 | 12 | 27
8684 | 362 | 12 | 28 | 20 | 1 | 0 | 1 | 0 | 0 | 0 | 0 | 1 | 0 | 0 | 0 | 0 | 0 | 0 | 0 | 12 | 28 | 12 | 27
8685 | 362 | 12 | 28 | 21 | 1 | 0 | 0 | 1 | 0 | 0 | 0 | 1 | 0 | 0 | 0 | 0 | 0 | 0 | 0 | 12 | 28 | 12 | 27
8686 | 362 | 12 | 28 | 22 | 1 | 0 | 0 | 1 | 0 | 0 | 0 | 1 | 0 | 0 | 0 | 0 | 0 | 0 | 0 | 12 | 28 | 12 | 27
8687 | 362 | 12 | 28 | 23 | 1 | 0 | 0 | 1 | 0 | 0 | 0 | 1 | 0 | 0 | 0 | 0 | 0 | 0 | 0 | 12 | 28 | 12 | 27
8688 | 362 | 12 | 28 | 24 | 1 | 0 | 0 | 1 | 0 | 0 | 0 | 1 | 0 | 0 | 0 | 0 | 0 | 0 | 0 | 12 | 28 | 12 | 27
8689 | 363 | 12 | 29 | 1 | 1 | 0 | 0 | 1 | 0 | 0 | 0 | 1 | 0 | 0 | 0 | 0 | 0 | 0 | 0 | 12 | 29 | 12 | 28
8690 | 363 | 12 | 29 | 2 | 1 | 0 | 0 | 1 | 0 | 0 | 0 | 1 | 0 | 0 | 0 | 0 | 0 | 0 | 0 | 12 | 29 | 12 | 28
8691 | 363 | 12 | 29 | 3 | 1 | 0 | 0 | 1 | 0 | 0 | 0 | 1 | 0 | 0 | 0 | 0 | 0 | 0 | 0 | 12 | 29 | 12 | 28
8692 | 363 | 12 | 29 | 4 | 1 | 0 | 0 | 1 | 0 | 0 | 0 | 1 | 0 | 0 | 0 | 0 | 0 | 0 | 0 | 12 | 29 | 12 | 28
8693 | 363 | 12 | 29 | 5 | 1 | 0 | 0 | 1 | 0 | 0 | 0 | 1 | 0 | 0 | 0 | 0 | 0 | 0 | 0 | 12 | 29 | 12 | 28
8694 | 363 | 12 | 29 | 6 | 1 | 0 | 0 | 1 | 0 | 0 | 0 | 1 | 0 | 0 | 0 | 0 | 0 | 0 | 0 | 12 | 29 | 12 | 28
8695 | 363 | 12 | 29 | 7 | 1 | 0 | 0 | 1 | 0 | 0 | 0 | 1 | 0 | 0 | 0 | 0 | 0 | 0 | 0 | 12 | 29 | 12 | 28
8696 | 363 | 12 | 29 | 8 | 1 | 0 | 0 | 1 | 0 | 0 | 0 | 1 | 0 | 0 | 0 | 0 | 0 | 0 | 0 | 12 | 29 | 12 | 28
8697 | 363 | 12 | 29 | 9 | 1 | 0 | 0 | 1 | 0 | 0 | 0 | 1 | 0 | 0 | 0 | 0 | 0 | 0 | 0 | 12 | 29 | 12 | 28
8698 | 363 | 12 | 29 | 10 | 1 | 0 | 0 | 1 | 0 | 0 | 0 | 1 | 0 | 0 | 0 | 0 | 0 | 0 | 0 | 12 | 29 | 12 | 28
8699 | 363 | 12 | 29 | 11 | 1 | 0 | 0 | 1 | 0 | 0 | 0 | 1 | 0 | 0 | 0 | 0 | 0 | 0 | 0 | 12 | 29 | 12 | 28
8700 | 363 | 12 | 29 | 12 | 1 | 0 | 0 | 1 | 0 | 0 | 0 | 1 | 0 | 0 | 0 | 0 | 0 | 0 | 0 | 12 | 29 | 12 | 28
8701 | 363 | 12 | 29 | 13 | 1 | 0 | 0 | 1 | 0 | 0 | 0 | 1 | 0 | 0 | 0 | 0 | 0 | 0 | 0 | 12 | 29 | 12 | 28
8702 | 363 | 12 | 29 | 14 | 1 | 0 | 0 | 1 | 0 | 0 | 0 | 1 | 0 | 0 | 0 | 0 | 0 | 0 | 0 | 12 | 29 | 12 | 28
8703 | 363 | 12 | 29 | 15 | 1 | 0 | 0 | 1 | 0 | 0 | 0 | 1 | 0 | 0 | 0 | 0 | 0 | 0 | 0 | 12 | 29 | 12 | 28
8704 | 363 | 12 | 29 | 16 | 1 | 0 | 0 | 1 | 0 | 0 | 0 | 1 | 0 | 0 | 0 | 0 | 0 | 0 | 0 | 12 | 29 | 12 | 28
8705 | 363 | 12 | 29 | 17 | 1 | 0 | 0 | 1 | 0 | 0 | 0 | 1 | 0 | 0 | 0 | 0 | 0 | 0 | 0 | 12 | 29 | 12 | 28
8706 | 363 | 12 | 29 | 18 | 1 | 0 | 0 | 1 | 0 | 0 | 0 | 1 | 0 | 0 | 0 | 0 | 0 | 0 | 0 | 12 | 29 | 12 | 28
8707 | 363 | 12 | 29 | 19 | 1 | 0 | 1 | 0 | 0 | 0 | 0 | 1 | 0 | 0 | 0 | 0 | 0 | 0 | 0 | 12 | 29 | 12 | 28
8708 | 363 | 12 | 29 | 20 | 1 | 0 | 1 | 0 | 0 | 0 | 0 | 1 | 0 | 0 | 0 | 0 | 0 | 0 | 0 | 12 | 29 | 12 | 28
8709 | 363 | 12 | 29 | 21 | 1 | 0 | 0 | 1 | 0 | 0 | 0 | 1 | 0 | 0 | 0 | 0 | 0 | 0 | 0 | 12 | 29 | 12 | 28
8710 | 363 | 12 | 29 | 22 | 1 | 0 | 0 | 1 | 0 | 0 | 0 | 1 | 0 | 0 | 0 | 0 | 0 | 0 | 0 | 12 | 29 | 12 | 28
8711 | 363 | 12 | 29 | 23 | 1 | 0 | 0 | 1 | 0 | 0 | 0 | 1 | 0 | 0 | 0 | 0 | 0 | 0 | 0 | 12 | 29 | 12 | 28
8712 | 363 | 12 | 29 | 24 | 1 | 0 | 0 | 1 | 0 | 0 | 0 | 1 | 0 | 0 | 0 | 0 | 0 | 0 | 0 | 12 | 29 | 12 | 28
8713 | 364 | 12 | 30 | 1 | 0 | 0 | 0 | 1 | 0 | 0 | 0 | 1 | 0 | 0 | 0 | 0 | 0 | 0 | 0 | 12 | 30 | 12 | 29
8714 | 364 | 12 | 30 | 2 | 0 | 0 | 0 | 1 | 0 | 0 | 0 | 1 | 0 | 0 | 0 | 0 | 0 | 0 | 0 | 12 | 30 | 12 | 29
8715 | 364 | 12 | 30 | 3 | 0 | 0 | 0 | 1 | 0 | 0 | 0 | 1 | 0 | 0 | 0 | 0 | 0 | 0 | 0 | 12 | 30 | 12 | 29
8716 | 364 | 12 | 30 | 4 | 0 | 0 | 0 | 1 | 0 | 0 | 0 | 1 | 0 | 0 | 0 | 0 | 0 | 0 | 0 | 12 | 30 | 12 | 29
8717 | 364 | 12 | 30 | 5 | 0 | 0 | 0 | 1 | 0 | 0 | 0 | 1 | 0 | 0 | 0 | 0 | 0 | 0 | 0 | 12 | 30 | 12 | 29
8718 | 364 | 12 | 30 | 6 | 0 | 0 | 0 | 1 | 0 | 0 | 0 | 1 | 0 | 0 | 0 | 0 | 0 | 0 | 0 | 12 | 30 | 12 | 29
8719 | 364 | 12 | 30 | 7 | 0 | 0 | 0 | 1 | 0 | 0 | 0 | 1 | 0 | 0 | 0 | 0 | 0 | 0 | 0 | 12 | 30 | 12 | 29
8720 | 364 | 12 | 30 | 8 | 0 | 0 | 0 | 1 | 0 | 0 | 0 | 1 | 0 | 0 | 0 | 0 | 0 | 0 | 0 | 12 | 30 | 12 | 29
8721 | 364 | 12 | 30 | 9 | 0 | 0 | 0 | 1 | 0 | 0 | 0 | 1 | 0 | 0 | 0 | 0 | 0 | 0 | 0 | 12 | 30 | 12 | 29
8722 | 364 | 12 | 30 | 10 | 0 | 0 | 0 | 1 | 0 | 0 | 0 | 1 | 0 | 0 | 0 | 0 | 0 | 0 | 0 | 12 | 30 | 12 | 29
8723 | 364 | 12 | 30 | 11 | 0 | 0 | 0 | 1 | 0 | 0 | 0 | 1 | 0 | 0 | 0 | 0 | 0 | 0 | 0 | 12 | 30 | 12 | 29
8724 | 364 | 12 | 30 | 12 | 0 | 0 | 0 | 1 | 0 | 0 | 0 | 1 | 0 | 0 | 0 | 0 | 0 | 0 | 0 | 12 | 30 | 12 | 29
8725 | 364 | 12 | 30 | 13 | 0 | 0 | 0 | 1 | 0 | 0 | 0 | 1 | 0 | 0 | 0 | 0 | 0 | 0 | 0 | 12 | 30 | 12 | 29
8726 | 364 | 12 | 30 | 14 | 0 | 0 | 0 | 1 | 0 | 0 | 0 | 1 | 0 | 0 | 0 | 0 | 0 | 0 | 0 | 12 | 30 | 12 | 29
8727 | 364 | 12 | 30 | 15 | 0 | 0 | 0 | 1 | 0 | 0 | 0 | 1 | 0 | 0 | 0 | 0 | 0 | 0 | 0 | 12 | 30 | 12 | 29
8728 | 364 | 12 | 30 | 16 | 0 | 0 | 0 | 1 | 0 | 0 | 0 | 1 | 0 | 0 | 0 | 0 | 0 | 0 | 0 | 12 | 30 | 12 | 29
8729 | 364 | 12 | 30 | 17 | 0 | 0 | 0 | 1 | 0 | 0 | 0 | 1 | 0 | 0 | 0 | 0 | 0 | 0 | 0 | 12 | 30 | 12 | 29
8730 | 364 | 12 | 30 | 18 | 0 | 0 | 0 | 1 | 0 | 0 | 0 | 1 | 0 | 0 | 0 | 0 | 0 | 0 | 0 | 12 | 30 | 12 | 29
8731 | 364 | 12 | 30 | 19 | 0 | 0 | 0 | 1 | 0 | 0 | 0 | 1 | 0 | 0 | 0 | 0 | 0 | 0 | 0 | 12 | 30 | 12 | 29
8732 | 364 | 12 | 30 | 20 | 0 | 0 | 0 | 1 | 0 | 0 | 0 | 1 | 0 | 0 | 0 | 0 | 0 | 0 | 0 | 12 | 30 | 12 | 29
8733 | 364 | 12 | 30 | 21 | 0 | 0 | 0 | 1 | 0 | 0 | 0 | 1 | 0 | 0 | 0 | 0 | 0 | 0 | 0 | 12 | 30 | 12 | 29
8734 | 364 | 12 | 30 | 22 | 0 | 0 | 0 | 1 | 0 | 0 | 0 | 1 | 0 | 0 | 0 | 0 | 0 | 0 | 0 | 12 | 30 | 12 | 29
8735 | 364 | 12 | 30 | 23 | 0 | 0 | 0 | 1 | 0 | 0 | 0 | 1 | 0 | 0 | 0 | 0 | 0 | 0 | 0 | 12 | 30 | 12 | 29
8736 | 364 | 12 | 30 | 24 | 0 | 0 | 0 | 1 | 0 | 0 | 0 | 1 | 0 | 0 | 0 | 0 | 0 | 0 | 0 | 12 | 30 | 12 | 29
8737 | 365 | 12 | 31 | 1 | 0 | 0 | 0 | 1 | 0 | 0 | 0 | 1 | 0 | 0 | 0 | 0 | 0 | 0 | 0 | 12 | 31 | 12 | 30
8738 | 365 | 12 | 31 | 2 | 0 | 0 | 0 | 1 | 0 | 0 | 0 | 1 | 0 | 0 | 0 | 0 | 0 | 0 | 0 | 12 | 31 | 12 | 30
8739 | 365 | 12 | 31 | 3 | 0 | 0 | 0 | 1 | 0 | 0 | 0 | 1 | 0 | 0 | 0 | 0 | 0 | 0 | 0 | 12 | 31 | 12 | 30
8740 | 365 | 12 | 31 | 4 | 0 | 0 | 0 | 1 | 0 | 0 | 0 | 1 | 0 | 0 | 0 | 0 | 0 | 0 | 0 | 12 | 31 | 12 | 30
8741 | 365 | 12 | 31 | 5 | 0 | 0 | 0 | 1 | 0 | 0 | 0 | 1 | 0 | 0 | 0 | 0 | 0 | 0 | 0 | 12 | 31 | 12 | 30
8742 | 365 | 12 | 31 | 6 | 0 | 0 | 0 | 1 | 0 | 0 | 0 | 1 | 0 | 0 | 0 | 0 | 0 | 0 | 0 | 12 | 31 | 12 | 30
8743 | 365 | 12 | 31 | 7 | 0 | 0 | 0 | 1 | 0 | 0 | 0 | 1 | 0 | 0 | 0 | 0 | 0 | 0 | 0 | 12 | 31 | 12 | 30
8744 | 365 | 12 | 31 | 8 | 0 | 0 | 0 | 1 | 0 | 0 | 0 | 1 | 0 | 0 | 0 | 0 | 0 | 0 | 0 | 12 | 31 | 12 | 30
8745 | 365 | 12 | 31 | 9 | 0 | 0 | 0 | 1 | 0 | 0 | 0 | 1 | 0 | 0 | 0 | 0 | 0 | 0 | 0 | 12 | 31 | 12 | 30
8746 | 365 | 12 | 31 | 10 | 0 | 0 | 0 | 1 | 0 | 0 | 0 | 1 | 0 | 0 | 0 | 0 | 0 | 0 | 0 | 12 | 31 | 12 | 30
8747 | 365 | 12 | 31 | 11 | 0 | 0 | 0 | 1 | 0 | 0 | 0 | 1 | 0 | 0 | 0 | 0 | 0 | 0 | 0 | 12 | 31 | 12 | 30
8748 | 365 | 12 | 31 | 12 | 0 | 0 | 0 | 1 | 0 | 0 | 0 | 1 | 0 | 0 | 0 | 0 | 0 | 0 | 0 | 12 | 31 | 12 | 30
8749 | 365 | 12 | 31 | 13 | 0 | 0 | 0 | 1 | 0 | 0 | 0 | 1 | 0 | 0 | 0 | 0 | 0 | 0 | 0 | 12 | 31 | 12 | 30
8750 | 365 | 12 | 31 | 14 | 0 | 0 | 0 | 1 | 0 | 0 | 0 | 1 | 0 | 0 | 0 | 0 | 0 | 0 | 0 | 12 | 31 | 12 | 30
8751 | 365 | 12 | 31 | 15 | 0 | 0 | 0 | 1 | 0 | 0 | 0 | 1 | 0 | 0 | 0 | 0 | 0 | 0 | 0 | 12 | 31 | 12 | 30
8752 | 365 | 12 | 31 | 16 | 0 | 0 | 0 | 1 | 0 | 0 | 0 | 1 | 0 | 0 | 0 | 0 | 0 | 0 | 0 | 12 | 31 | 12 | 30
8753 | 365 | 12 | 31 | 17 | 0 | 0 | 0 | 1 | 0 | 0 | 0 | 1 | 0 | 0 | 0 | 0 | 0 | 0 | 0 | 12 | 31 | 12 | 30
8754 | 365 | 12 | 31 | 18 | 0 | 0 | 0 | 1 | 0 | 0 | 0 | 1 | 0 | 0 | 0 | 0 | 0 | 0 | 0 | 12 | 31 | 12 | 30
8755 | 365 | 12 | 31 | 19 | 0 | 0 | 0 | 1 | 0 | 0 | 0 | 1 | 0 | 0 | 0 | 0 | 0 | 0 | 0 | 12 | 31 | 12 | 30
8756 | 365 | 12 | 31 | 20 | 0 | 0 | 0 | 1 | 0 | 0 | 0 | 1 | 0 | 0 | 0 | 0 | 0 | 0 | 0 | 12 | 31 | 12 | 30
8757 | 365 | 12 | 31 | 21 | 0 | 0 | 0 | 1 | 0 | 0 | 0 | 1 | 0 | 0 | 0 | 0 | 0 | 0 | 0 | 12 | 31 | 12 | 30
8758 | 365 | 12 | 31 | 22 | 0 | 0 | 0 | 1 | 0 | 0 | 0 | 1 | 0 | 0 | 0 | 0 | 0 | 0 | 0 | 12 | 31 | 12 | 30
8759 | 365 | 12 | 31 | 23 | 0 | 0 | 0 | 1 | 0 | 0 | 0 | 1 | 0 | 0 | 0 | 0 | 0 | 0 | 0 | 12 | 31 | 12 | 30
8760 | 365 | 12 | 31 | 24 | 0 | 0 | 0 | 1 | 0 | 0 | 0 | 1 | 0 | 0 | 0 | 0 | 0 | 0 | 0 | 12 | 31 | 12 | 30
0 | 0 | 1 | 0 | 0 | 0 | 0 | 0 | 1 | 0 | 0 | 0 | 1 | 0 | 0 | 0 | 0 | 0 | 0 | 0 |  | 1 | 12 | 31 | 31
0 | 0 | 1 | 0 | 0 | 0 | 0 | 0 | 1 | 0 | 0 | 0 | 1 | 0 | 0 | 0 | 0 | 0 | 0 | 0 |  | 1 | 12 | 31 | 31
0 | 0 | 1 | 0 | 0 | 0 | 0 | 0 | 1 | 0 | 0 | 0 | 1 | 0 | 0 | 0 | 0 | 0 | 0 | 0 |  | 1 | 12 | 31 | 31
0 | 0 | 1 | 0 | 0 | 0 | 0 | 0 | 1 | 0 | 0 | 0 | 1 | 0 | 0 | 0 | 0 | 0 | 0 | 0 |  | 1 | 12 | 31 | 31
0 | 0 | 1 | 0 | 0 | 0 | 0 | 0 | 1 | 0 | 0 | 0 | 1 | 0 | 0 | 0 | 0 | 0 | 0 | 0 |  | 1 | 12 | 31 | 31
0 | 0 | 1 | 0 | 0 | 0 | 0 | 0 | 1 | 0 | 0 | 0 | 1 | 0 | 0 | 0 | 0 | 0 | 0 | 0 |  | 1 | 12 | 31 | 31
0 | 0 | 1 | 0 | 0 | 0 | 0 | 0 | 1 | 0 | 0 | 0 | 1 | 0 | 0 | 0 | 0 | 0 | 0 | 0 |  | 1 | 12 | 31 | 31
0 | 0 | 1 | 0 | 0 | 0 | 0 | 0 | 1 | 0 | 0 | 0 | 1 | 0 | 0 | 0 | 0 | 0 | 0 | 0 |  | 1 | 12 | 31 | 31
0 | 0 | 1 | 0 | 0 | 0 | 0 | 0 | 1 | 0 | 0 | 0 | 1 | 0 | 0 | 0 | 0 | 0 | 0 | 0 |  | 1 | 12 | 31 | 31
0 | 0 | 1 | 0 | 0 | 0 | 0 | 0 | 1 | 0 | 0 | 0 | 1 | 0 | 0 | 0 | 0 | 0 | 0 | 0 |  | 1 | 12 | 31 | 31
0 | 0 | 1 | 0 | 0 | 0 | 0 | 0 | 1 | 0 | 0 | 0 | 1 | 0 | 0 | 0 | 0 | 0 | 0 | 0 |  | 1 | 12 | 31 | 31
0 | 0 | 1 | 0 | 0 | 0 | 0 | 0 | 1 | 0 | 0 | 0 | 1 | 0 | 0 | 0 | 0 | 0 | 0 | 0 |  | 1 | 12 | 31 | 31
0 | 0 | 1 | 0 | 0 | 0 | 0 | 0 | 1 | 0 | 0 | 0 | 1 | 0 | 0 | 0 | 0 | 0 | 0 | 0 |  | 1 | 12 | 31 | 31
0 | 0 | 1 | 0 | 0 | 0 | 0 | 0 | 1 | 0 | 0 | 0 | 1 | 0 | 0 | 0 | 0 | 0 | 0 | 0 |  | 1 | 12 | 31 | 31
0 | 0 | 1 | 0 | 0 | 0 | 0 | 0 | 1 | 0 | 0 | 0 | 1 | 0 | 0 | 0 | 0 | 0 | 0 | 0 |  | 1 | 12 | 31 | 31
0 | 0 | 1 | 0 | 0 | 0 | 0 | 0 | 1 | 0 | 0 | 0 | 1 | 0 | 0 | 0 | 0 | 0 | 0 | 0 |  | 1 | 12 | 31 | 31
0 | 0 | 1 | 0 | 0 | 0 | 0 | 0 | 1 | 0 | 0 | 0 | 1 | 0 | 0 | 0 | 0 | 0 | 0 | 0 |  | 1 | 12 | 31 | 31
0 | 0 | 1 | 0 | 0 | 0 | 0 | 0 | 1 | 0 | 0 | 0 | 1 | 0 | 0 | 0 | 0 | 0 | 0 | 0 |  | 1 | 12 | 31 | 31
0 | 0 | 1 | 0 | 0 | 0 | 0 | 0 | 1 | 0 | 0 | 0 | 1 | 0 | 0 | 0 | 0 | 0 | 0 | 0 |  | 1 | 12 | 31 | 31
0 | 0 | 1 | 0 | 0 | 0 | 0 | 0 | 1 | 0 | 0 | 0 | 1 | 0 | 0 | 0 | 0 | 0 | 0 | 0 |  | 1 | 12 | 31 | 31
0 | 0 | 1 | 0 | 0 | 0 | 0 | 0 | 1 | 0 | 0 | 0 | 1 | 0 | 0 | 0 | 0 | 0 | 0 | 0 |  | 1 | 12 | 31 | 31
0 | 0 | 1 | 0 | 0 | 0 | 0 | 0 | 1 | 0 | 0 | 0 | 1 | 0 | 0 | 0 | 0 | 0 | 0 | 0 |  | 1 | 12 | 31 | 31
0 | 0 | 1 | 0 | 0 | 0 | 0 | 0 | 1 | 0 | 0 | 0 | 1 | 0 | 0 | 0 | 0 | 0 | 0 | 0 |  | 1 | 12 | 31 | 31
0 | 0 | 1 | 0 | 0 | 0 | 0 | 0 | 1 | 0 | 0 | 0 | 1 | 0 | 0 | 0 | 0 | 0 | 0 | 0 |  | 1 | 12 | 31 | 31
Note on B56: Author: Set for 2017
Note on F59: Author: 1=weekday 0=weekend

## Revision History (hidden)
Version Number | Date | Revision Type | Tab | Details
5 | 2013-12-12 | Formatting | Applicant and Facility Info | All dropdown menus are locked to force user to select from list.
5 | 2013-12-12 | Formatting | Applicant and Facility Info | Cells H25, F28-F30, D46-H57 are locked to only accept numbered values
5 | 2013-12-12 | Formatting | System Schedule | Cells C35 to C46 are locked to only accept whole number integers
5 | 2013-12-12 | Formatting | System Design Assumptions | Sheet was converted to landscape mode
5 | 2013-12-12 | Formatting | System Design Assumptions | Yellow boxes in columns F,G,H and I are locked to only accept positive numbers
5 | 2013-12-12 | Formatting | System Design Assumptions | Yellow boxes under ECONOMIC VALUES and PROJECT COST BREAKDOWN are locked to only accept positive numbers
5 | 2013-12-12 | Formatting | System Design Assumptions | Sheet was converted to landscape mode
5 | 2013-12-12 | Formatting | System Design Assumptions | Column F was added to include manufacturer/model number
6.2 | 2017-03-17 | Update | Proposed System Assumptions | Updated to relect OBC 2017: references ASHRAE 90.1 2013 and SB-10